## Material
yo
Classification | [6 empty] | General | [16 empty] | Purchase | [9 empty] | Planning |  |  |  | Quality |  |  |  | Maintenance |  |  |  |  | System Logs |  |  |  | Specifications
Material Level 1 | Material Level 2 | Material Level 3 | Material Level 4 | Material Level 5 | Material Level 6 | Material Level 7 | Material Name | Material Code | Image | Short Description | Shade Number | Shade Description | Unit of Measure | WBS Code | HSN Code | SAP Code | Part of eDesign | eDesign Description | Generic | Manufactured | Can be Used as an Asset | Material Status | Available Till | Qty. Evaluation Method | General PO Terms | Special PO Terms | Last Purchase Rate | Wt. Avg. Purchase Rate | Pur. Rate Threshold | GST - Procurement | GST - Sales | Associated Brands | Approved Vendors | PO Lead Time | Delivery Lead Time | Min. Order Qty. | Maintain Lot | Governing Standard | Storage Method | Inspection Checklist | Sampling Method | Expected Life | Depreciation Terms | Maintenance Frequency | Maintenance Checklist | Critical Spares | Date Created | Created by | Date Last Amended | Last Amended by | Specification Sheet | Sheen Level | Width (mm) | Height | Thickness (mm) | Orientation Type | Glass Specification | Stopper Details | HA Details | Polish/Coating | Shutter Character | Fire Protection Rating | Fenestration Type | Project | Mosquito Mesh | Grill Provision | Additional Features | Lock Type
[29 empty] | % |  |  |  |  | Days | Days | [6 empty] | Months | % | [10 empty] | mm
Secondary | Fenestration | Door | Timber |  |  |  | Door 1 | MFN014875 |  | Door 1- WOYM |  |  | Nos |  | 44182010 |  | No |  | No | Yes, Branded | No | Approved |  |  | MGPO01 | [8 empty] | 7 | 150 |  | Yes | NA |  | MFNQ0001 | NA | [9 empty] | NA | Matte | 1200 | 2100 | 258 | Right hinged | NA | Wall mounted stopper | NA | Waterborne PU polishing | Single shutter- Flush | NA | D1 | Windmills of your Mind | NA | NA | Security Door chain | Rim Latch lock
Secondary | Fenestration | Door | Timber |  |  |  | Door 1 | MFN014876 |  | Door 1- WOYM |  |  | Nos |  | 44182010 |  | No |  | No | Yes, Branded | No | Approved |  |  | MGPO01 | [8 empty] | 7 | 150 |  | Yes | NA |  | MFNQ0001 | NA | [9 empty] | NA | Matte | 1200 | 2100 | 258 | Left hinged | NA | Wall mounted stopper | NA | Waterborne PU polishing | Single shutter- Flush | NA | D1 | Windmills of your Mind | NA | NA | Security Door chain | Rim Latch lock
Secondary | Fenestration | Door | Timber |  |  |  | Door 1 | MFN014877 |  | Door 1- WOYM |  |  | Nos |  | 44182010 |  | No |  | No | Yes, Branded | No | Approved |  |  | MGPO01 | [8 empty] | 7 | 150 |  | Yes | NA |  | MFNQ0001 | NA | [9 empty] | NA | Matte | 1200 | 2100 | 258 | Right hinged | NA | Wall mounted stopper | Magnetic sensor with electronic lock | Waterborne PU polishing | Single shutter- Flush | NA | D1 | Windmills of your Mind | NA | NA | Security Door chain | Electronic
Secondary | Fenestration | Door | Timber |  |  |  | Door 1 | MFN014878 |  | Door 1- WOYM |  |  | Nos |  | 44182010 |  | No |  | No | Yes, Branded | No | Approved |  |  | MGPO01 | [8 empty] | 7 | 150 |  | Yes | NA |  | MFNQ0001 | NA | [9 empty] | NA | Matte | 1200 | 2100 | 258 | Left hinged | NA | Wall mounted stopper | Magnetic sensor with electronic lock | Waterborne PU polishing | Single shutter- Flush | NA | D1 | Windmills of your Mind | NA | NA | Security Door chain | Electronic
Secondary | Fenestration | Door | Timber |  |  |  | Door 2 | MFN014879 |  | Door 2- WOYM |  |  | Nos |  | 44182010 |  | No |  | No | Yes, Branded | No | Approved |  |  | MGPO01 | [8 empty] | 7 | 150 |  | Yes | NA |  | MFNQ0001 | NA | [9 empty] | NA | Matte | 900 | 2100 | 150 | Right hinged | NA | Floor mounted stopper | NA | Waterborne PU polishing | Single shutter- Flush | NA | D2 | Windmills of your Mind | NA | NA |  | Mortise lock
Secondary | Fenestration | Door | Timber |  |  |  | Door 2 | MFN014880 |  | Door 2- WOYM |  |  | Nos |  | 44182010 |  | No |  | No | Yes, Branded | No | Approved |  |  | MGPO01 | [8 empty] | 7 | 150 |  | Yes | NA |  | MFNQ0001 | NA | [9 empty] | NA | Matte | 900 | 2100 | 150 | Left hinged | NA | Floor mounted stopper | NA | Waterborne PU polishing | Single shutter- Flush | NA | D2 | Windmills of your Mind | NA | NA |  | Mortise lock
Secondary | Fenestration | Door | Timber |  |  |  | Door 2 | MFN014881 |  | Door 2- WOYM |  |  | Nos |  | 44182010 |  | No |  | No | Yes, Branded | No | Approved |  |  | MGPO01 | [8 empty] | 7 | 150 |  | Yes | NA |  | MFNQ0001 | NA | [9 empty] | NA | Matte | 900 | 2100 | 150 | Right hinged | NA | Wall mounted stopper | NA | Waterborne PU polishing | Single shutter- Flush | NA | D2 | Windmills of your Mind | NA | NA |  | Mortise lock
Secondary | Fenestration | Door | Timber |  |  |  | Door 2 | MFN014882 |  | Door 2- WOYM |  |  | Nos |  | 44182010 |  | No |  | No | Yes, Branded | No | Approved |  |  | MGPO01 | [8 empty] | 7 | 150 |  | Yes | NA |  | MFNQ0001 | NA | [9 empty] | NA | Matte | 900 | 2100 | 150 | Left hinged | NA | Wall mounted stopper | NA | Waterborne PU polishing | Single shutter- Flush | NA | D2 | Windmills of your Mind | NA | NA |  | Mortise lock
Secondary | Fenestration | Door | Timber |  |  |  | Door 3 | MFN014883 |  | Door 3- WOYM |  |  | Nos |  | 44182010 |  | No |  | No | Yes, Branded | No | Approved |  |  | MGPO01 | [8 empty] | 7 | 150 |  | Yes | NA |  | MFNQ0001 | NA | [9 empty] | NA | Matte | 825 | 2100 | 180 | Left hinged | 6mm Acid frosted toughened | Floor mounted stopper | NA | Waterborne PU polishing | Single shutter- Louvered with glass back | NA | D3 | Windmills of your Mind | NA | NA |  | Mortise lock
Secondary | Fenestration | Door | Timber |  |  |  | Door 3 | MFN014884 |  | Door 3- WOYM |  |  | Nos |  | 44182010 |  | No |  | No | Yes, Branded | No | Approved |  |  | MGPO01 | [8 empty] | 7 | 150 |  | Yes | NA |  | MFNQ0001 | NA | [9 empty] | NA | Matte | 825 | 2100 | 180 | Right hinged | 6mm Acid frosted toughened | Floor mounted stopper | NA | Waterborne PU polishing | Single shutter- Louvered with glass back | NA | D3 | Windmills of your Mind | NA | NA |  | Mortise lock
Secondary | Fenestration | Door | Timber |  |  |  | Door 3 | MFN014885 |  | Door 3- WOYM |  |  | Nos |  | 44182010 |  | No |  | No | Yes, Branded | No | Approved |  |  | MGPO01 | [8 empty] | 7 | 150 |  | Yes | NA |  | MFNQ0001 | NA | [9 empty] | NA | Matte | 825 | 2100 | 180 | Left hinged | 6mm Acid frosted toughened | Wall mounted stopper | NA | Waterborne PU polishing | Single shutter- Louvered with glass back | NA | D3 | Windmills of your Mind | NA | NA |  | Mortise lock
Secondary | Fenestration | Door | Timber |  |  |  | Door 3 | MFN014886 |  | Door 3- WOYM |  |  | Nos |  | 44182010 |  | No |  | No | Yes, Branded | No | Approved |  |  | MGPO01 | [8 empty] | 7 | 150 |  | Yes | NA |  | MFNQ0001 | NA | [9 empty] | NA | Matte | 825 | 2100 | 180 | Right hinged | 6mm Acid frosted toughened | Wall mounted stopper | NA | Waterborne PU polishing | Single shutter- Louvered with glass back | NA | D3 | Windmills of your Mind | NA | NA |  | Mortise lock
Secondary | Fenestration | Door | Timber |  |  |  | Door 4 | MFN014887 |  | Door 4- WOYM |  |  | Nos |  | 44182010 |  | No |  | No | Yes, Branded | No | Approved |  |  | MGPO01 | [8 empty] | 7 | 150 |  | Yes | NA |  | MFNQ0001 | NA | [9 empty] | NA | Matte | 750 | 2100 | 150 | Left hinged | NA | Floor mounted stopper | NA | Waterborne PU polishing | Single shutter- Flush | NA | D4 | Windmills of your Mind | NA | NA |  | Mortise lock
Secondary | Fenestration | Door | Timber |  |  |  | Door 4 | MFN014888 |  | Door 4- WOYM |  |  | Nos |  | 44182010 |  | No |  | No | Yes, Branded | No | Approved |  |  | MGPO01 | [8 empty] | 7 | 150 |  | Yes | NA |  | MFNQ0001 | NA | [9 empty] | NA | Matte | 750 | 2100 | 150 | Left hinged | NA | Wall mounted stopper | NA | Waterborne PU polishing | Single shutter- Flush | NA | D4 | Windmills of your Mind | NA | NA |  | Mortise lock
Secondary | Fenestration | Door | Timber |  |  |  | Door 4 | MFN014889 |  | Door 4- WOYM |  |  | Nos |  | 44182010 |  | No |  | No | Yes, Branded | No | Approved |  |  | MGPO01 | [8 empty] | 7 | 150 |  | Yes | NA |  | MFNQ0001 | NA | [9 empty] | NA | Matte | 750 | 2100 | 150 | Right hinged | NA | Floor mounted stopper | NA | Waterborne PU polishing | Single shutter- Flush | NA | D4 | Windmills of your Mind | NA | NA |  | Mortise lock
Secondary | Fenestration | Door | Timber |  |  |  | Door 4 | MFN014890 |  | Door 4- WOYM |  |  | Nos |  | 44182010 |  | No |  | No | Yes, Branded | No | Approved |  |  | MGPO01 | [8 empty] | 7 | 150 |  | Yes | NA |  | MFNQ0001 | NA | [9 empty] | NA | Matte | 750 | 2100 | 150 | Right hinged | NA | Wall mounted stopper | NA | Waterborne PU polishing | Single shutter- Flush | NA | D4 | Windmills of your Mind | NA | NA |  | Mortise lock
Secondary | Fenestration | Door | Timber |  |  |  | Door 6 | MFN014891 |  | Door 6- WOYM |  |  | Nos |  | 44182010 |  | No |  | No | Yes, Branded | No | Approved |  |  | MGPO01 | [8 empty] | 7 | 150 |  | Yes | NA |  | MFNQ0001 | NA | [9 empty] | NA | Matte | 900 | 2100 | 150 | Left hinged | NA | Wall mounted stopper | NA | Waterborne PU polishing | Single shutter- Flush | NA | D6 | Windmills of your Mind | NA | NA |  | Mortise lock
Secondary | Fenestration | Door | Timber |  |  |  | Door 6 | MFN014892 |  | Door 6- WOYM |  |  | Nos |  | 44182010 |  | No |  | No | Yes, Branded | No | Approved |  |  | MGPO01 | [8 empty] | 7 | 150 |  | Yes | NA |  | MFNQ0001 | NA | [9 empty] | NA | Matte | 900 | 2100 | 150 | Right hinged | NA | Wall mounted stopper | NA | Waterborne PU polishing | Single shutter- Flush | NA | D6 | Windmills of your Mind | NA | NA |  | Mortise lock
Secondary | Fenestration | Door | Timber |  |  |  | Door 7 | MFN014893 |  | Door 7- WOYM |  |  | Nos |  | 44182010 |  | No |  | No | Yes, Branded | No | Approved |  |  | MGPO01 | [8 empty] | 7 | 150 |  | Yes | NA |  | MFNQ0001 | NA | [9 empty] | NA | Matte | [7 empty] | Waterborne PU polishing |  | NA | D7-RH | Windmills of your Mind | NA | NA
Secondary | Fenestration | Door | Timber |  |  |  | Door 7 | MFN014894 |  | Door 7- WOYM |  |  | Nos |  | 44182010 |  | No |  | No | Yes, Branded | No | Approved |  |  | MGPO01 | [8 empty] | 7 | 150 |  | Yes | NA |  | MFNQ0001 | NA | [9 empty] | NA | Matte | [7 empty] | Waterborne PU polishing |  | NA | D7-LH | Windmills of your Mind | NA | NA
Secondary | Fenestration | Door | Timber |  |  |  | Door 9 | MFN014895 |  | Door 9- WOYM |  |  | Nos |  | 44182010 |  | No |  | No | Yes, Branded | No | Approved |  |  | MGPO01 | [8 empty] | 7 | 150 |  | Yes | NA |  | MFNQ0001 | NA | [9 empty] | NA | Matte | [7 empty] | Waterborne PU polishing |  | NA | D9 | Windmills of your Mind | NA | NA
Secondary | Fenestration | Door | Timber |  |  |  | Door 9 | MFN014896 |  | Door 9- WOYM |  |  | Nos |  | 44182010 |  | No |  | No | Yes, Branded | No | Approved |  |  | MGPO01 | [8 empty] | 7 | 150 |  | Yes | NA |  | MFNQ0001 | NA | [9 empty] | NA | Matte | [7 empty] | Waterborne PU polishing |  | NA | D9 | Windmills of your Mind | NA | NA
Secondary | Fenestration | Door | Timber |  |  |  | Sliding Door 1 | MFN014897 |  | Sliding Door 1- WOYM |  |  | Nos |  | 44182010 |  | No |  | No | Yes, Branded | No | Approved |  |  | MGPO01 | [8 empty] | 7 | 150 |  | Yes | NA |  | MFNQ0001 | NA | [9 empty] | NA | Matte | 750 | 2100 | 80 | Left sliding | 6mm Acid frosted toughened | NA | NA | Waterborne PU polishing | Single shutter- Louvered with glass back | NA | SD1 | Windmills of your Mind | NA | NA |  | Mortise lock
Secondary | Fenestration | Door | Timber |  |  |  | Sliding Door 1 | MFN014898 |  | Sliding Door 1- WOYM |  |  | Nos |  | 44182010 |  | No |  | No | Yes, Branded | No | Approved |  |  | MGPO01 | [8 empty] | 7 | 150 |  | Yes | NA |  | MFNQ0001 | NA | [9 empty] | NA | Matte | 750 | 2100 | 80 | Right sliding | 6mm Acid frosted toughened | NA | NA | Waterborne PU polishing | Single shutter- Louvered with glass back | NA | SD1 | Windmills of your Mind | NA | NA |  | Mortise lock
Secondary | Fenestration | Door | Timber |  |  |  | Sliding Door 2 | MFN014899 |  | Sliding Door 2- WOYM |  |  | Nos |  | 44182010 |  | No |  | No | Yes, Branded | No | Approved |  |  | MGPO01 | [8 empty] | 7 | 150 |  | Yes | NA |  | MFNQ0001 | NA | [9 empty] | NA | Matte | 900 | 2100 | 80 | Left sliding | 6mm Acid frosted toughened | NA | NA | Waterborne PU polishing | Single shutter- Glass | NA | SD2 | Windmills of your Mind | NA | NA |  | Mortise lock
Secondary | Fenestration | Door | Timber |  |  |  | Sliding Door 2 | MFN014900 |  | Sliding Door 2- WOYM |  |  | Nos |  | 44182010 |  | No |  | No | Yes, Branded | No | Approved |  |  | MGPO01 | [8 empty] | 7 | 150 |  | Yes | NA |  | MFNQ0001 | NA | [9 empty] | NA | Matte | 900 | 2100 | 80 | Right sliding | 6mm Acid frosted toughened | NA | NA | Waterborne PU polishing | Single shutter- Glass | NA | SD2 | Windmills of your Mind | NA | NA |  | Mortise lock
Secondary | Fenestration | Door cum Window | Timber |  |  |  | Door cum Window 1 | MFN014901 |  | Door+Window 1- WOYM |  |  | Nos |  | 44182010 |  | No |  | No | Yes, Branded | No | Approved |  |  | MGPO01 | [8 empty] | 7 | 150 |  | Yes | NA |  | MFNQ0001 | NA | [9 empty] | NA | Matte | NA | NA | 150 | Left sliding | Door:6mm Acid frosted toughened; Window: 9.52 mm milky white laminated: 4mm clear toughened+ 1.52pvb+4mm clear toughened | NA | NA | Waterborne PU polishing | Single shutter- Louvered with glass back | NA | DW1 | Windmills of your Mind | NA | NA | Door Width ¦ Height: 750mm ¦ 2100; Window Width ¦ Height: 1178mm+ 2091mm ¦ 1450mm. | Mortise lock
Secondary | Fenestration | Door cum Window | Timber |  |  |  | Door cum Window 1 | MFN014902 |  | Door+Window 1- WOYM |  |  | Nos |  | 44182010 |  | No |  | No | Yes, Branded | No | Approved |  |  | MGPO01 | [8 empty] | 7 | 150 |  | Yes | NA |  | MFNQ0001 | NA | [9 empty] | NA | Matte | NA | NA | 150 | Right sliding | Door:6mm Acid frosted toughened; Window: 9.52 mm milky white laminated: 4mm clear toughened+ 1.52pvb+4mm clear toughened | NA | NA | Waterborne PU polishing | Single shutter- Louvered with glass back | NA | DW1 | Windmills of your Mind | NA | NA | Door Width ¦ Height: 750mm ¦ 2100; Window Width ¦ Height: 1178mm+ 2091mm ¦ 1450mm. | Mortise lock
Secondary | Fenestration | Door | Timber |  |  |  | Door 1- 1.1 | MFN014903 |  | Door 1- 1.1- TMFT |  |  | Nos |  | 44182010 |  | No |  | No | Yes, Branded | No | Approved |  |  | MGPO01 |  |  |  |  | Applicable | Applicable |  |  | 7 | 150 |  | Yes | NA |  | MFNQ0001 | NA | [9 empty] | NA | Matte | 1200 | 2100 | 180 | Right hinged | NA | Wall mounted stopper | NA | Waterborne PU polishing | Single shutter- Flush | NA | D1-1.1 | The Magic Faraway Tree | NA | NA | Security Door chain | Rim Latch lock
Secondary | Fenestration | Door | Timber |  |  |  | Door 1- 1.1 | MFN014904 |  | Door 1- 1.1- TMFT |  |  | Nos |  | 44182010 |  | No |  | No | Yes, Branded | No | Approved |  |  | MGPO01 |  |  |  |  | Applicable | Applicable |  |  | 7 | 150 |  | Yes | NA |  | MFNQ0001 | NA | [9 empty] | NA | Matte | 1200 | 2100 | 180 | Right hinged | NA | Wall mounted stopper | Magnetic sensor provided | Waterborne PU polishing | Single shutter- Flush | NA | D1-1.1 | The Magic Faraway Tree | NA | NA | Security Door chain | Rim Latch lock
Secondary | Fenestration | Door | Timber |  |  |  | Door 1- 1.1 | MFN014905 |  | Door 1- 1.1- TMFT |  |  | Nos |  | 44182010 |  | No |  | No | Yes, Branded | No | Approved |  |  | MGPO01 |  |  |  |  | Applicable | Applicable |  |  | 7 | 150 |  | Yes | NA |  | MFNQ0001 | NA | [9 empty] | NA | Matte | 1200 | 2100 | 180 | Right hinged | NA | Wall mounted stopper | Magnetic sensor with electronic lock | Waterborne PU polishing | Single shutter- Flush | NA | D1-1.1 | The Magic Faraway Tree | NA | NA | Security Door chain | Electronic
Secondary | Fenestration | Door | Timber |  |  |  | Door 1- 1.1 | MFN014906 |  | Door 1- 1.1- TMFT |  |  | Nos |  | 44182010 |  | No |  | No | Yes, Branded | No | Approved |  |  | MGPO01 |  |  |  |  | Applicable | Applicable |  |  | 7 | 150 |  | Yes | NA |  | MFNQ0001 | NA | [9 empty] | NA | Matte | 1200 | 2100 | 180 | left hinged | NA | Wall mounted stopper | NA | Waterborne PU polishing | Single shutter- Flush | NA | D1-1.1 | The Magic Faraway Tree | NA | NA | Security Door chain | Rim Latch lock
Secondary | Fenestration | Door | Timber |  |  |  | Door 1- 1.1 | MFN014907 |  | Door 1- 1.1- TMFT |  |  | Nos |  | 44182010 |  | No |  | No | Yes, Branded | No | Approved |  |  | MGPO01 |  |  |  |  | Applicable | Applicable |  |  | 7 | 150 |  | Yes | NA |  | MFNQ0001 | NA | [9 empty] | NA | Matte | 1200 | 2100 | 180 | left hinged | NA | Wall mounted stopper | Magnetic sensor provided | Waterborne PU polishing | Single shutter- Flush | NA | D1-1.1 | The Magic Faraway Tree | NA | NA | Security Door chain | Rim Latch lock
Secondary | Fenestration | Door | Timber |  |  |  | Door 1- 1.1 | MFN014908 |  | Door 1- 1.1- TMFT |  |  | Nos |  | 44182010 |  | No |  | No | Yes, Branded | No | Approved |  |  | MGPO01 |  |  |  |  | Applicable | Applicable |  |  | 7 | 150 |  | Yes | NA |  | MFNQ0001 | NA | [9 empty] | NA | Matte | 1200 | 2100 | 180 | left hinged | NA | Wall mounted stopper | Magnetic sensor with electronic lock | Waterborne PU polishing | Single shutter- Flush | NA | D1-1.1 | The Magic Faraway Tree | NA | NA | Security Door chain | Electronic
Secondary | Fenestration | Door | Timber |  |  |  | Door 2- 1.1 | MFN014909 |  | Door 2- 1.1- TMFT |  |  | Nos |  | 44182010 |  | No |  | No | Yes, Branded | No | Approved |  |  | MGPO01 |  |  |  |  | Applicable | Applicable |  |  | 7 | 150 |  | Yes | NA |  | MFNQ0001 | NA | [9 empty] | NA | Matte | 900 | 2100 | 150 | Right hinged | NA | Floor mounted stopper | NA | Waterborne PU polishing | Single shutter- Flush | NA | D2-1.1 | The Magic Faraway Tree | NA | NA |  | Mortise lock
Secondary | Fenestration | Door | Timber |  |  |  | Door 2- 1.1 | MFN014910 |  | Door 2- 1.1- TMFT |  |  | Nos |  | 44182010 |  | No |  | No | Yes, Branded | No | Approved |  |  | MGPO01 |  |  |  |  | Applicable | Applicable |  |  | 7 | 150 |  | Yes | NA |  | MFNQ0001 | NA | [9 empty] | NA | Matte | 900 | 2100 | 150 | Right hinged | NA | Wall mounted stopper | NA | Waterborne PU polishing | Single shutter- Flush | NA | D2-1.1 | The Magic Faraway Tree | NA | NA |  | Mortise lock
Secondary | Fenestration | Door | Timber |  |  |  | Door 2- 1.1 | MFN014911 |  | Door 2- 1.1- TMFT |  |  | Nos |  | 44182010 |  | No |  | No | Yes, Branded | No | Approved |  |  | MGPO01 |  |  |  |  | Applicable | Applicable |  |  | 7 | 150 |  | Yes | NA |  | MFNQ0001 | NA | [9 empty] | NA | Matte | 900 | 2100 | 150 | Left hinged | NA | Floor mounted stopper | NA | Waterborne PU polishing | Single shutter- Flush | NA | D2-1.1 | The Magic Faraway Tree | NA | NA |  | Mortise lock
Secondary | Fenestration | Door | Timber |  |  |  | Door 2- 1.1 | MFN014912 |  | Door 2- 1.1- TMFT |  |  | Nos |  | 44182010 |  | No |  | No | Yes, Branded | No | Approved |  |  | MGPO01 |  |  |  |  | Applicable | Applicable |  |  | 7 | 150 |  | Yes | NA |  | MFNQ0001 | NA | [9 empty] | NA | Matte | 900 | 2100 | 150 | Left hinged | NA | Wall mounted stopper | NA | Waterborne PU polishing | Single shutter- Flush | NA | D2-1.1 | The Magic Faraway Tree | NA | NA |  | Mortise lock
Secondary | Fenestration | Door | Timber |  |  |  | Door 3- 2.3 | MFN014913 |  | Door 3- 2.3- TMFT |  |  | Nos |  | 44182010 |  | No |  | No | Yes, Branded | No | Approved |  |  | MGPO01 |  |  |  |  | Applicable | Applicable |  |  | 7 | 150 |  | Yes | NA |  | MFNQ0001 | NA | [9 empty] | NA | Matte | 825 | 2100 | 180 | Right hinged | NA | Floor mounted stopper | NA | Waterborne PU polishing | Single shutter- Louvered with glass back | NA | D3-2.3 | The Magic Faraway Tree | NA | NA |  | Mortise lock
Secondary | Fenestration | Door | Timber |  |  |  | Door 3- 2.3 | MFN014914 |  | Door 3- 2.3- TMFT |  |  | Nos |  | 44182010 |  | No |  | No | Yes, Branded | No | Approved |  |  | MGPO01 |  |  |  |  | Applicable | Applicable |  |  | 7 | 150 |  | Yes | NA |  | MFNQ0001 | NA | [9 empty] | NA | Matte | 825 | 2100 | 180 | Right hinged | NA | Wall mounted stopper | NA | Waterborne PU polishing | Single shutter- Louvered with glass back | NA | D3-2.3 | The Magic Faraway Tree | NA | NA |  | Mortise lock
Secondary | Fenestration | Door | Timber |  |  |  | Door 3- 2.3 | MFN014915 |  | Door 3- 2.3- TMFT |  |  | Nos |  | 44182010 |  | No |  | No | Yes, Branded | No | Approved |  |  | MGPO01 |  |  |  |  | Applicable | Applicable |  |  | 7 | 150 |  | Yes | NA |  | MFNQ0001 | NA | [9 empty] | NA | Matte | 825 | 2100 | 180 | Left hinged | NA | Floor mounted stopper | NA | Waterborne PU polishing | Single shutter- Louvered with glass back | NA | D3-2.3 | The Magic Faraway Tree | NA | NA |  | Mortise lock
Secondary | Fenestration | Door | Timber |  |  |  | Door 3- 2.3 | MFN014916 |  | Door 3- 2.3- TMFT |  |  | Nos |  | 44182010 |  | No |  | No | Yes, Branded | No | Approved |  |  | MGPO01 |  |  |  |  | Applicable | Applicable |  |  | 7 | 150 |  | Yes | NA |  | MFNQ0001 | NA | [9 empty] | NA | Matte | 825 | 2100 | 180 | Left hinged | NA | Wall mounted stopper | NA | Waterborne PU polishing | Single shutter- Louvered with glass back | NA | D3-2.3 | The Magic Faraway Tree | NA | NA |  | Mortise lock
Secondary | Fenestration | Door | Timber |  |  |  | Door 3- 2.2 | MFN014917 |  | Door 3- 2.2- TMFT |  |  | Nos |  | 44182010 |  | No |  | No | Yes, Branded | No | Approved |  |  | MGPO01 |  |  |  |  | Applicable | Applicable |  |  | 7 | 150 |  | Yes | NA |  | MFNQ0001 | NA | [9 empty] | NA | Matte | 825 | 2100 | 150 | Right hinged | NA | Floor mounted stopper | NA | Waterborne PU polishing | Single shutter- Louvered with glass back | NA | D3-2.2 | The Magic Faraway Tree | NA | NA |  | Mortise lock
Secondary | Fenestration | Door | Timber |  |  |  | Door 3- 2.2 | MFN014918 |  | Door 3- 2.2- TMFT |  |  | Nos |  | 44182010 |  | No |  | No | Yes, Branded | No | Approved |  |  | MGPO01 |  |  |  |  | Applicable | Applicable |  |  | 7 | 150 |  | Yes | NA |  | MFNQ0001 | NA | [9 empty] | NA | Matte | 825 | 2100 | 150 | Right hinged | NA | Wall mounted stopper | NA | Waterborne PU polishing | Single shutter- Louvered with glass back | NA | D3-2.2 | The Magic Faraway Tree | NA | NA |  | Mortise lock
Secondary | Fenestration | Door | Timber |  |  |  | Door 3- 2.2 | MFN014919 |  | Door 3- 2.2- TMFT |  |  | Nos |  | 44182010 |  | No |  | No | Yes, Branded | No | Approved |  |  | MGPO01 |  |  |  |  | Applicable | Applicable |  |  | 7 | 150 |  | Yes | NA |  | MFNQ0001 | NA | [9 empty] | NA | Matte | 825 | 2100 | 150 | Left hinged | NA | Floor mounted stopper | NA | Waterborne PU polishing | Single shutter- Louvered with glass back | NA | D3-2.2 | The Magic Faraway Tree | NA | NA |  | Mortise lock
Secondary | Fenestration | Door | Timber |  |  |  | Door 3- 2.2 | MFN014920 |  | Door 3- 2.2- TMFT |  |  | Nos |  | 44182010 |  | No |  | No | Yes, Branded | No | Approved |  |  | MGPO01 |  |  |  |  | Applicable | Applicable |  |  | 7 | 150 |  | Yes | NA |  | MFNQ0001 | NA | [9 empty] | NA | Matte | 825 | 2100 | 150 | Left hinged | NA | Wall mounted stopper | NA | Waterborne PU polishing | Single shutter- Louvered with glass back | NA | D3-2.2 | The Magic Faraway Tree | NA | NA |  | Mortise lock
Secondary | Fenestration | Door cum Window | Timber |  |  |  | Door cum window 2 | MFN014921 |  | Door+window 2- TMFT |  |  | Nos |  | 44182010 |  | No |  | No | Yes, Branded | No | Approved |  |  | MGPO01 |  |  |  |  | Applicable | Applicable |  |  | 7 | 150 |  | Yes | NA |  | MFNQ0001 | NA | [9 empty] | NA | Matte | NA | NA | 150 | Left hinged | Door: 8 mm clear heat strengthened; Window: 8mm clear annealed glass | Wall mounted stopper | NA | Waterborne PU polishing | Single shutter- Glass | NA | DW2 | The Magic Faraway Tree | NA | NA | Door Width ¦ Height: 900mm ¦ 2100; Window Width ¦ Height: 760mm ¦ 1080mm. | Mortise lock
Secondary | Fenestration | Door cum Window | Timber |  |  |  | Door cum window 2 | MFN014922 |  | Door+window 2- TMFT |  |  | Nos |  | 44182010 |  | No |  | No | Yes, Branded | No | Approved |  |  | MGPO01 |  |  |  |  | Applicable | Applicable |  |  | 7 | 150 |  | Yes | NA |  | MFNQ0001 | NA | [9 empty] | NA | Matte | NA | NA | 150 | Right hinged | Door: 8 mm clear heat strengthened; Window: 8mm clear annealed glass | Wall mounted stopper | NA | Waterborne PU polishing | Single shutter- Glass | NA | DW2 | The Magic Faraway Tree | NA | NA | Door Width ¦ Height: 900mm ¦ 2100; Window Width ¦ Height: 760mm ¦ 1080mm. | Mortise lock
Secondary | Fenestration | Door | Timber |  |  |  | Door 1 | MFN014923 |  | Door 1- VGG |  |  | Nos |  | 44182010 |  | No |  | No | Yes, Branded | No | Approved |  |  | MGPO01 | [8 empty] | 7 | 150 |  | Yes | NA |  | MFNQ0001 | NA | [9 empty] | NA | Matte | 1200 | 2100 | 258 | Right hinged | NA | Wall mounted stopper | NA | Waterborne PU polishing | Single shutter- Flush | NA | D1 | Van Gogh's Garden | NA | NA |  | Mortise lock
Secondary | Fenestration | Door | Timber |  |  |  | Door 1 | MFN014924 |  | Door 1- VGG |  |  | Nos |  | 44182010 |  | No |  | No | Yes, Branded | No | Approved |  |  | MGPO01 | [8 empty] | 7 | 150 |  | Yes | NA |  | MFNQ0001 | NA | [9 empty] | NA | Matte | 1200 | 2100 | 258 | Left Hinged | NA | Wall mounted stopper | NA | Waterborne PU polishing | Single shutter- Flush | NA | D1 | Van Gogh's Garden | NA | NA | Security Door chain | Rim Latch lock
Secondary | Fenestration | Door | Timber |  |  |  | Door 1 | MFN014925 |  | Door 1- VGG |  |  | Nos |  | 44182010 |  | No |  | No | Yes, Branded | No | Approved |  |  | MGPO01 | [8 empty] | 7 | 150 |  | Yes | NA |  | MFNQ0001 | NA | [9 empty] | NA | Matte | 1200 | 2100 | 258 | Right hinged | NA | Floor mounted stopper | NA | Waterborne PU polishing | Single shutter- Flush | NA | D1 | Van Gogh's Garden | NA | NA | Security Door chain | Rim Latch lock
Secondary | Fenestration | Door | Timber |  |  |  | Door 1 | MFN014926 |  | Door 1- VGG |  |  | Nos |  | 44182010 |  | No |  | No | Yes, Branded | No | Approved |  |  | MGPO01 | [8 empty] | 7 | 150 |  | Yes | NA |  | MFNQ0001 | NA | [9 empty] | NA | Matte | 1200 | 2100 | 258 | Left Hinged | NA | Floor mounted stopper | NA | Waterborne PU polishing | Single shutter- Flush | NA | D1 | Van Gogh's Garden | NA | NA | Security Door chain | Rim Latch lock
Secondary | Fenestration | Door | Timber |  |  |  | Door 1 | MFN014927 |  | Door 1- VGG |  |  | Nos |  | 44182010 |  | No |  | No | Yes, Branded | No | Approved |  |  | MGPO01 | [8 empty] | 7 | 150 |  | Yes | NA |  | MFNQ0001 | NA | [9 empty] | NA | Matte | 1200 | 2100 | 258 | Right hinged | NA | Floor mounted stopper | Magnetic sensor with electronic lock | Waterborne PU polishing | Single shutter- Flush | NA | D1 | Van Gogh's Garden | NA | NA | Security Door chain | Electronic
Secondary | Fenestration | Door | Timber |  |  |  | Door 1 | MFN014928 |  | Door 1- VGG |  |  | Nos |  | 44182010 |  | No |  | No | Yes, Branded | No | Approved |  |  | MGPO01 | [8 empty] | 7 | 150 |  | Yes | NA |  | MFNQ0001 | NA | [9 empty] | NA | Matte | 1200 | 2100 | 258 | Left Hinged | NA | Floor mounted stopper | Magnetic sensor with electronic lock | Waterborne PU polishing | Single shutter- Flush | NA | D1 | Van Gogh's Garden | NA | NA | Security Door chain | Electronic
Secondary | Fenestration | Door | Timber |  |  |  | Door 1 | MFN014929 |  | Door 1- VGG |  |  | Nos |  | 44182010 |  | No |  | No | Yes, Branded | No | Approved |  |  | MGPO01 | [8 empty] | 7 | 150 |  | Yes | NA |  | MFNQ0001 | NA | [9 empty] | NA | Matte | 1200 | 2100 | 258 | Right hinged | NA | Wall mounted stopper | Magnetic sensor with electronic lock | Waterborne PU polishing | Single shutter- Flush | NA | D1 | Van Gogh's Garden | NA | NA | Security Door chain | Electronic
Secondary | Fenestration | Door | Timber |  |  |  | Door 1 | MFN014930 |  | Door 1- VGG |  |  | Nos |  | 44182010 |  | No |  | No | Yes, Branded | No | Approved |  |  | MGPO01 | [8 empty] | 7 | 150 |  | Yes | NA |  | MFNQ0001 | NA | [9 empty] | NA | Matte | 1200 | 2100 | 258 | Left Hinged | NA | Wall mounted stopper | Magnetic sensor with electronic lock | Waterborne PU polishing | Single shutter- Flush | NA | D1 | Van Gogh's Garden | NA | NA |  | Mortise lock
Secondary | Fenestration | Door | Timber |  |  |  | Door 2 | MFN014931 |  | Door 2- VGG |  |  | Nos |  | 44182010 |  | No |  | No | Yes, Branded | No | Approved |  |  | MGPO01 | [8 empty] | 7 | 150 |  | Yes | NA |  | MFNQ0001 | NA | [9 empty] | NA | Matte | 900 | 2100 | 150 | Right hinged | NA | Floor mounted stopper | NA | Waterborne PU polishing | Single shutter- Flush | NA | D2 | Van Gogh's Garden | NA | NA |  | Mortise lock
Secondary | Fenestration | Door | Timber |  |  |  | Door 2 | MFN014932 |  | Door 2- VGG |  |  | Nos |  | 44182010 |  | No |  | No | Yes, Branded | No | Approved |  |  | MGPO01 | [8 empty] | 7 | 150 |  | Yes | NA |  | MFNQ0001 | NA | [9 empty] | NA | Matte | 900 | 2100 | 150 | Left Hinged | NA | Floor mounted stopper | NA | Waterborne PU polishing | Single shutter- Flush | NA | D2 | Van Gogh's Garden | NA | NA |  | Mortise lock
Secondary | Fenestration | Door | Timber |  |  |  | Door 2 | MFN014933 |  | Door 2- VGG |  |  | Nos |  | 44182010 |  | No |  | No | Yes, Branded | No | Approved |  |  | MGPO01 | [8 empty] | 7 | 150 |  | Yes | NA |  | MFNQ0001 | NA | [9 empty] | NA | Matte | 900 | 2100 | 150 | Right hinged | NA | Wall mounted stopper | NA | Waterborne PU polishing | Single shutter- Flush | NA | D2 | Van Gogh's Garden | NA | NA |  | Mortise lock
Secondary | Fenestration | Door | Timber |  |  |  | Door 2 | MFN014934 |  | Door 2- VGG |  |  | Nos |  | 44182010 |  | No |  | No | Yes, Branded | No | Approved |  |  | MGPO01 | [8 empty] | 7 | 150 |  | Yes | NA |  | MFNQ0001 | NA | [9 empty] | NA | Matte | 900 | 2100 | 150 | Left Hinged | NA | Wall mounted stopper | NA | Waterborne PU polishing | Single shutter- Flush | NA | D2 | Van Gogh's Garden | NA | NA |  | Mortise lock
Secondary | Fenestration | Door | Timber |  |  |  | Door 3 | MFN014935 |  | Door 3- VGG |  |  | Nos |  | 44182010 |  | No |  | No | Yes, Branded | No | Approved |  |  | MGPO01 | [8 empty] | 7 | 150 |  | Yes | NA |  | MFNQ0001 | NA | [9 empty] | NA | Matte | 825 | 2100 | 150 | Left Hinged | 6mm Acid frosted toughened | Floor mounted stopper | NA | Waterborne PU polishing | Single shutter- Louvered with glass back | NA | D3 | Van Gogh's Garden | NA | NA |  | Mortise lock
Secondary | Fenestration | Door | Timber |  |  |  | Door 3 | MFN014936 |  | Door 3- VGG |  |  | Nos |  | 44182010 |  | No |  | No | Yes, Branded | No | Approved |  |  | MGPO01 | [8 empty] | 7 | 150 |  | Yes | NA |  | MFNQ0001 | NA | [9 empty] | NA | Matte | 825 | 2100 | 150 | Right hinged | 6mm Acid frosted toughened | Floor mounted stopper | NA | Waterborne PU polishing | Single shutter- Louvered with glass back | NA | D3 | Van Gogh's Garden | NA | NA |  | Mortise lock
Secondary | Fenestration | Door | Timber |  |  |  | Door 3 | MFN014937 |  | Door 3- VGG |  |  | Nos |  | 44182010 |  | No |  | No | Yes, Branded | No | Approved |  |  | MGPO01 | [8 empty] | 7 | 150 |  | Yes | NA |  | MFNQ0001 | NA | [9 empty] | NA | Matte | 825 | 2100 | 150 | Left Hinged | 6mm Acid frosted toughened | Wall mounted stopper | NA | Waterborne PU polishing | Single shutter- Louvered with glass back | NA | D3 | Van Gogh's Garden | NA | NA |  | Mortise lock
Secondary | Fenestration | Door | Timber |  |  |  | Door 3 | MFN014938 |  | Door 3- VGG |  |  | Nos |  | 44182010 |  | No |  | No | Yes, Branded | No | Approved |  |  | MGPO01 | [8 empty] | 7 | 150 |  | Yes | NA |  | MFNQ0001 | NA | [9 empty] | NA | Matte | 825 | 2100 | 150 | Right hinged | 6mm Acid frosted toughened | Wall mounted stopper | NA | Waterborne PU polishing | Single shutter- Louvered with glass back | NA | D3 | Van Gogh's Garden | NA | NA |  | Mortise lock
Secondary | Fenestration | Door | Timber |  |  |  | Door 3.1 | MFN014939 |  | Door 3.1- VGG |  |  | Nos |  | 44182010 |  | No |  | No | Yes, Branded | No | Approved |  |  | MGPO01 | [8 empty] | 7 | 150 |  | Yes | NA |  | MFNQ0001 | NA | [9 empty] | NA | Matte |  |  |  | Right hinged |  | Wall mounted stopper | NA | Waterborne PU polishing | Single shutter | NA | D3.1 | Van Gogh's Garden | NA | NA |  | Mortise lock
Secondary | Fenestration | Door | Timber |  |  |  | Door 4 | MFN014940 |  | Door 4- VGG |  |  | Nos |  | 44182010 |  | No |  | No | Yes, Branded | No | Approved |  |  | MGPO01 | [8 empty] | 7 | 150 |  | Yes | NA |  | MFNQ0001 | NA | [9 empty] | NA | Matte | 750 | 2100 | 150 | Left Hinged |  | Floor mounted stopper | NA | Waterborne PU polishing | Single shutter- Flush | NA | D4 | Van Gogh's Garden | NA | NA |  | Mortise lock
Secondary | Fenestration | Door | Timber |  |  |  | Door 4 | MFN014941 |  | Door 4- VGG |  |  | Nos |  | 44182010 |  | No |  | No | Yes, Branded | No | Approved |  |  | MGPO01 | [8 empty] | 7 | 150 |  | Yes | NA |  | MFNQ0001 | NA | [9 empty] | NA | Matte | 750 | 2100 | 150 | Left Hinged |  | Wall mounted stopper | NA | Waterborne PU polishing | Single shutter- Flush | NA | D4 | Van Gogh's Garden | NA | NA |  | Mortise lock
Secondary | Fenestration | Door | Timber |  |  |  | Door 4 | MFN014942 |  | Door 4- VGG |  |  | Nos |  | 44182010 |  | No |  | No | Yes, Branded | No | Approved |  |  | MGPO01 | [8 empty] | 7 | 150 |  | Yes | NA |  | MFNQ0001 | NA | [9 empty] | NA | Matte | 750 | 2100 | 150 | Right hinged |  | Floor mounted stopper | NA | Waterborne PU polishing | Single shutter- Flush | NA | D4 | Van Gogh's Garden | NA | NA |  | Mortise lock
Secondary | Fenestration | Door | Timber |  |  |  | Door 4 | MFN014943 |  | Door 4- VGG |  |  | Nos |  | 44182010 |  | No |  | No | Yes, Branded | No | Approved |  |  | MGPO01 | [8 empty] | 7 | 150 |  | Yes | NA |  | MFNQ0001 | NA | [9 empty] | NA | Matte | 750 | 2100 | 150 | Right hinged |  | Wall mounted stopper | NA | Waterborne PU polishing | Single shutter- Flush | NA | D4 | Van Gogh's Garden | NA | NA |  | Mortise lock
Secondary | Fenestration | Door | Timber |  |  |  | Door 5 | MFN014944 |  | Door 5- VGG |  |  | Nos |  | 44182010 |  | No |  | No | Yes, Branded | No | Approved |  |  | MGPO01 | [8 empty] | 7 | 150 |  | Yes | NA |  | MFNQ0001 | NA | [9 empty] | NA | Matte | 750 | 2100 | 150 | Left Hinged | 6mm Acid frosted toughened | Floor mounted stopper | NA | Waterborne PU polishing | Single shutter- Louvered with glass back | NA | D5 | Van Gogh's Garden | NA | NA |  | Mortise lock
Secondary | Fenestration | Door | Timber |  |  |  | Door 5 | MFN014945 |  | Door 5- VGG |  |  | Nos |  | 44182010 |  | No |  | No | Yes, Branded | No | Approved |  |  | MGPO01 | [8 empty] | 7 | 150 |  | Yes | NA |  | MFNQ0001 | NA | [9 empty] | NA | Matte | 750 | 2100 | 150 | Left Hinged | 6mm Acid frosted toughened | Wall mounted stopper | NA | Waterborne PU polishing | Single shutter- Louvered with glass back | NA | D5 | Van Gogh's Garden | NA | NA |  | Mortise lock
Secondary | Fenestration | Door | Timber |  |  |  | Door 5 | MFN014946 |  | Door 5- VGG |  |  | Nos |  | 44182010 |  | No |  | No | Yes, Branded | No | Approved |  |  | MGPO01 | [8 empty] | 7 | 150 |  | Yes | NA |  | MFNQ0001 | NA | [9 empty] | NA | Matte | 750 | 2100 | 150 | Right hinged | 6mm Acid frosted toughened | Floor mounted stopper | NA | Waterborne PU polishing | Single shutter- Louvered with glass back | NA | D5 | Van Gogh's Garden | NA | NA |  | Mortise lock
Secondary | Fenestration | Door | Timber |  |  |  | Door 5 | MFN014947 |  | Door 5- VGG |  |  | Nos |  | 44182010 |  | No |  | No | Yes, Branded | No | Approved |  |  | MGPO01 | [8 empty] | 7 | 150 |  | Yes | NA |  | MFNQ0001 | NA | [9 empty] | NA | Matte | 750 | 2100 | 150 | Right hinged | 6mm Acid frosted toughened | Wall mounted stopper | NA | Waterborne PU polishing | Single shutter- Louvered with glass back | NA | D5 | Van Gogh's Garden | NA | NA |  | Mortise lock
Secondary | Fenestration | Door | Timber |  |  |  | Door 6 | MFN014948 |  | Door 6- VGG |  |  | Nos |  | 44182010 |  | No |  | No | Yes, Branded | No | Approved |  |  | MGPO01 | [8 empty] | 7 | 150 |  | Yes | NA |  | MFNQ0001 | NA | [9 empty] | NA | Matte | 900 | 2100 | 150 | Left Hinged | 6mm Etched toughened | Floor mounted stopper | NA | Waterborne PU polishing | Single shutter- Glass | NA | D6 | Van Gogh's Garden | NA | NA |  | Mortise lock
Secondary | Fenestration | Door | Timber |  |  |  | Door 6 | MFN014949 |  | Door 6- VGG |  |  | Nos |  | 44182010 |  | No |  | No | Yes, Branded | No | Approved |  |  | MGPO01 | [8 empty] | 7 | 150 |  | Yes | NA |  | MFNQ0001 | NA | [9 empty] | NA | Matte | 900 | 2100 | 150 | Left Hinged | 6mm Etched toughened | Wall mounted stopper | NA | Waterborne PU polishing | Single shutter- Glass | NA | D6 | Van Gogh's Garden | NA | NA |  | Mortise lock
Secondary | Fenestration | Door | Timber |  |  |  | Door 6 | MFN014950 |  | Door 6- VGG |  |  | Nos |  | 44182010 |  | No |  | No | Yes, Branded | No | Approved |  |  | MGPO01 | [8 empty] | 7 | 150 |  | Yes | NA |  | MFNQ0001 | NA | [9 empty] | NA | Matte | 900 | 2100 | 150 | Right hinged | 6mm Etched toughened | Floor mounted stopper | NA | Waterborne PU polishing | Single shutter- Glass | NA | D6 | Van Gogh's Garden | NA | NA |  | Mortise lock
Secondary | Fenestration | Door | Timber |  |  |  | Door 6 | MFN014951 |  | Door 6- VGG |  |  | Nos |  | 44182010 |  | No |  | No | Yes, Branded | No | Approved |  |  | MGPO01 | [8 empty] | 7 | 150 |  | Yes | NA |  | MFNQ0001 | NA | [9 empty] | NA | Matte | 900 | 2100 | 150 | Right hinged | 6mm Etched toughened | Wall mounted stopper | NA | Waterborne PU polishing | Single shutter- Glass | NA | D6 | Van Gogh's Garden | NA | NA |  | Mortise lock
Secondary | Fenestration | Door | Timber |  |  |  | Door 8 | MFN014952 |  | Door 8- VGG |  |  | Nos |  | 44182010 |  | No |  | No | Yes, Branded | No | Approved |  |  | MGPO01 | [8 empty] | 7 | 150 |  | Yes | NA |  | MFNQ0001 | NA | [9 empty] | NA | Matte | 1150 | 2100 | 105 | Left Hinged | 6mm Acid frosted toughened | NA | NA | Waterborne PU polishing | Single shutter- Louvered with glass back | NA | D8 | Van Gogh's Garden | NA | NA |  | Mortise lock
Secondary | Fenestration | Door | Timber |  |  |  | Door 8 | MFN014953 |  | Door 8- VGG |  |  | Nos |  | 44182010 |  | No |  | No | Yes, Branded | No | Approved |  |  | MGPO01 | [8 empty] | 7 | 150 |  | Yes | NA |  | MFNQ0001 | NA | [9 empty] | NA | Matte | 1150 | 2100 | 105 | Right hinged | 6mm Acid frosted toughened | NA | NA | Waterborne PU polishing | Single shutter- Louvered with glass back | NA | D8 | Van Gogh's Garden | NA | NA |  | Mortise lock
Secondary | Fenestration | Door | Timber |  |  |  | Door 8.1 | MFN014954 |  | Door 8.1- VGG |  |  | Nos |  | 44182010 |  | No |  | No | Yes, Branded | No | Approved |  |  | MGPO01 | [8 empty] | 7 | 150 |  | Yes | NA |  | MFNQ0001 | NA | [9 empty] | NA | Matte |  |  |  | Right hinged |  |  |  | Waterborne PU polishing |  | NA | D8.1 | Van Gogh's Garden | NA | NA |  | Mortise lock
Secondary | Fenestration | Door | Timber |  |  |  | Door 8.1 | MFN014955 |  | Door 8.1- VGG |  |  | Nos |  | 44182010 |  | No |  | No | Yes, Branded | No | Approved |  |  | MGPO01 | [8 empty] | 7 | 150 |  | Yes | NA |  | MFNQ0001 | NA | [9 empty] | NA | Matte |  |  |  | Left Hinged |  |  |  | Waterborne PU polishing |  | NA | D8.1 | Van Gogh's Garden | NA | NA |  | Mortise lock
Secondary | Fenestration | Door | Timber |  |  |  | Door 9 | MFN014956 |  | Door 9- VGG |  |  | Nos |  | 44182010 |  | No |  | No | Yes, Branded | No | Approved |  |  | MGPO01 | [8 empty] | 7 | 150 |  | Yes | NA |  | MFNQ0001 | NA | [9 empty] | NA | Matte |  |  |  | Right hinged |  |  |  | Waterborne PU polishing |  | NA | D9 | Van Gogh's Garden | NA | NA |  | Mortise lock
Secondary | Fenestration | Door | Timber |  |  |  | Door 9 | MFN014957 |  | Door 9- VGG |  |  | Nos |  | 44182010 |  | No |  | No | Yes, Branded | No | Approved |  |  | MGPO01 | [8 empty] | 7 | 150 |  | Yes | NA |  | MFNQ0001 | NA | [9 empty] | NA | Matte |  |  |  | Left Hinged |  |  |  | Waterborne PU polishing |  | NA | D9 | Van Gogh's Garden | NA | NA |  | Mortise lock
Secondary | Fenestration | Door | Timber |  |  |  | Door 10 | MFN014958 |  | Door 10- VGG |  |  | Nos |  | 44182010 |  | No |  | No | Yes, Branded | No | Approved |  |  | MGPO01 | [8 empty] | 7 | 150 |  | Yes | NA |  | MFNQ0001 | NA | [9 empty] | NA | Matte | [7 empty] | Waterborne PU polishing |  | NA | D10 | Van Gogh's Garden | NA | NA |  | Mortise lock
Secondary | Fenestration | Door | Timber |  |  |  | Door 12 | MFN014959 |  | Door 12- VGG |  |  | Nos |  | 44182010 |  | No |  | No | Yes, Branded | No | Approved |  |  | MGPO01 | [8 empty] | 7 | 150 |  | Yes | NA |  | MFNQ0001 | NA | [9 empty] | NA | Matte | [7 empty] | Waterborne PU polishing |  | NA | D12 | Van Gogh's Garden | NA | NA |  | Mortise lock
Secondary | Fenestration | Door cum Window | Timber |  |  |  | Door cum window 307 | MFN014960 |  | Door+window 307- VGG |  |  | Nos |  | 44182010 |  | No |  | No | Yes, Branded | No | Approved |  |  | MGPO01 | [8 empty] | 7 | 150 |  | Yes | NA |  | MFNQ0001 | NA | [9 empty] | NA | Matte |  |  |  | Right hinged |  |  |  | Waterborne PU polishing |  | NA | DW307 | Van Gogh's Garden | NA | NA |  | Mortise lock
Secondary | Fenestration | Door | Timber |  |  |  | Sliding door 1 | MFN014961 |  | Sliding door 1- VGG |  |  | Nos |  | 44182010 |  | No |  | No | Yes, Branded | No | Approved |  |  | MGPO01 | [8 empty] | 7 | 150 |  | Yes | NA |  | MFNQ0001 | NA | [9 empty] | NA | Matte | 750 | 2100 | 150 | Right sliding | 6mm Acid frosted toughened | NA | NA | Waterborne PU polishing | Single shutter- Louvered with glass back | NA | SD1 | Van Gogh's Garden | NA | NA |  | Mortise lock
Secondary | Fenestration | Door | Timber |  |  |  | Sliding door 1 | MFN014962 |  | Sliding door 1- VGG |  |  | Nos |  | 44182010 |  | No |  | No | Yes, Branded | No | Approved |  |  | MGPO01 | [8 empty] | 7 | 150 |  | Yes | NA |  | MFNQ0001 | NA | [9 empty] | NA | Matte | 750 | 2100 | 150 | Left sliding | 6mm Acid frosted toughened | NA | NA | Waterborne PU polishing | Single shutter- Louvered with glass back | NA | SD1 | Van Gogh's Garden | NA | NA |  | Mortise lock
Secondary | Fenestration | Door | Timber |  |  |  | Sliding door 3 | MFN014963 |  | Sliding door 3- VGG |  |  | Nos |  | 44182010 |  | No |  | No | Yes, Branded | No | Approved |  |  | MGPO01 | [8 empty] | 7 | 150 |  | Yes | NA |  | MFNQ0001 | NA | [9 empty] | NA | Matte | [7 empty] | Waterborne PU polishing |  | NA | SD3 | Van Gogh's Garden | NA | NA |  | Mortise lock
Secondary | Fenestration | Door | Timber |  |  |  | Sliding door 3 | MFN014964 |  | Sliding door 3- VGG |  |  | Nos |  | 44182010 |  | No |  | No | Yes, Branded | No | Approved |  |  | MGPO01 | [8 empty] | 7 | 150 |  | Yes | NA |  | MFNQ0001 | NA | [9 empty] | NA | Matte | [7 empty] | Waterborne PU polishing |  | NA | SD3 | Van Gogh's Garden | NA | NA |  | Mortise lock
Secondary | Fenestration | Door | Timber |  |  |  | Sliding door 4 | MFN014965 |  | Sliding door 4- VGG |  |  | Nos |  | 44182010 |  | No |  | No | Yes, Branded | No | Approved |  |  | MGPO01 | [8 empty] | 7 | 150 |  | Yes | NA |  | MFNQ0001 | NA | [9 empty] | NA | Matte | [7 empty] | Waterborne PU polishing |  | NA | SD04 | Van Gogh's Garden | NA | NA |  | Mortise lock
Secondary | Fenestration | Door | Timber |  |  |  | Sliding door 5 | MFN014966 |  | Sliding door 5- VGG |  |  | Nos |  | 44182010 |  | No |  | No | Yes, Branded | No | Approved |  |  | MGPO01 | [8 empty] | 7 | 150 |  | Yes | NA |  | MFNQ0001 | NA | [9 empty] | NA | Matte | [7 empty] | Waterborne PU polishing |  | NA | SD5 | Van Gogh's Garden | NA | NA |  | Mortise lock
Secondary | Fenestration | Door | Timber |  |  |  | Sliding door 6 | MFN014967 |  | Sliding door 6- VGG |  |  | Nos |  | 44182010 |  | No |  | No | Yes, Branded | No | Approved |  |  | MGPO01 | [8 empty] | 7 | 150 |  | Yes | NA |  | MFNQ0001 | NA | [9 empty] | NA | Matte | [7 empty] | Waterborne PU polishing |  | NA | SD6 | Van Gogh's Garden | NA | NA |  | Mortise lock
Secondary | Fenestration | Door cum Window | Timber |  |  |  | Door cum window 1 | MFN014968 |  | Door+window 1- VGG |  |  | Nos |  | 44182010 |  | No |  | No | Yes, Branded | No | Approved |  |  | MGPO01 | [8 empty] | 7 | 150 |  | Yes | NA |  | MFNQ0001 | NA | [9 empty] | NA | Matte | NA | NA | 180 | Right Sliding | Door:6mm Acid frosted toughened; Window: 9.52 mm milky white laminated: 4mm clear toughened+ 1.52pvb+4mm clear toughened | NA | NA | Waterborne PU polishing | Single shutter- Louvered with glass back | NA | DW1 | Van Gogh's Garden | NA | NA | Door Width ¦ Height: 750mm ¦ 2100; Window Width ¦ Height: 998mm+1910mm ¦ 1450mm. | Mortise lock
Secondary | Fenestration | Door cum Window | Timber |  |  |  | Door cum window 1 | MFN014969 |  | Door+window 1- VGG |  |  | Nos |  | 44182010 |  | No |  | No | Yes, Branded | No | Approved |  |  | MGPO01 | [8 empty] | 7 | 150 |  | Yes | NA |  | MFNQ0001 | NA | [9 empty] | NA | Matte | NA | NA | 180 | Left Sliding | Door:6mm Acid frosted toughened; Window: 9.52 mm milky white laminated: 4mm clear toughened+ 1.52pvb+4mm clear toughened | NA | NA | Waterborne PU polishing | Single shutter- Louvered with glass back | NA | DW1 | Van Gogh's Garden | NA | NA | Door Width ¦ Height: 750mm ¦ 2100; Window Width ¦ Height: 998mm+1910mm ¦ 1450mm. | Mortise lock
Secondary | Fenestration | Door cum Window | Timber |  |  |  | Door cum window 1.1 | MFN014970 |  | Door+window 1.1- VGG |  |  | Nos |  | 44182010 |  | No |  | No | Yes, Branded | No | Approved |  |  | MGPO01 | [8 empty] | 7 | 150 |  | Yes | NA |  | MFNQ0001 | NA | [9 empty] | NA | Matte | [7 empty] | Waterborne PU polishing |  | NA | DW1.1 | Van Gogh's Garden | NA | NA |  | Mortise lock
Secondary | Fenestration | Door cum Window | Timber |  |  |  | Door cum window 2 | MFN014971 |  | Door+window 2- VGG |  |  | Nos |  | 44182010 |  | No |  | No | Yes, Branded | No | Approved |  |  | MGPO01 | [8 empty] | 7 | 150 |  | Yes | NA |  | MFNQ0001 | NA | [9 empty] | NA | Matte | NA | NA | 150 | Right hinged | Door: 6mm Etched Glass; Window: 6mm clear Annealed Glass | NA | NA | Waterborne PU polishing | Single shutter- Glass | NA | DW2 | Van Gogh's Garden | NA | NA | Door Width ¦ Height: 900mm ¦ 2100; Window Width ¦ Height: 710mm+ 710mm ¦ 1050mm. | Mortise lock
Secondary | Fenestration | Door cum Window | Timber |  |  |  | Door cum window 2 | MFN014972 |  | Door+window 2- VGG |  |  | Nos |  | 44182010 |  | No |  | No | Yes, Branded | No | Approved |  |  | MGPO01 | [8 empty] | 7 | 150 |  | Yes | NA |  | MFNQ0001 | NA | [9 empty] | NA | Matte | NA | NA | 150 | Left Hinged | Door: 6mm Etched Glass; Window: 6mm clear Annealed Glass | NA | NA | Waterborne PU polishing | Single shutter- Glass | NA | DW2 | Van Gogh's Garden | NA | NA | Door Width ¦ Height: 900mm ¦ 2100; Window Width ¦ Height: 710mm+ 710mm ¦ 1050mm. | Mortise lock
Secondary | Fenestration | Door | Fire Rated |  |  |  | Fire rated door | MFN014973 |  | FD 120 fire rated door |  |  | Nos |  | 85319000 |  | No |  | No | Yes, Branded | No | Approved |  |  | MGPO01 | [8 empty] | 7 | 150 |  | Yes | IS3614 Part II, BS 476 Part 22, UL 10B, 10C |  | MFNQ0001 | NA | [9 empty] | NA | Matte | 1190 | 2100 | 60 | Left hinged | NA | NA | NA | Melamine polish | Single shutter | FD 120 |  | Windmills of your Mind | NA | NA |  | Mortise lock
Secondary | Fenestration | Door | Aluminium |  |  |  | Aluminium door | MFN014974 |  | Aluminium door |  | Traffic white (RAL 9016) | Nos |  | 76101000 |  | No |  | No | Yes, Branded | No | Approved |  |  | MGPO01 | [8 empty] | 7 | 150 |  | Yes |  |  | MFNQ0001 | NA | [9 empty] | NA | Matte | 750 | 2100 | 45 | Left hinged | 6mm Acid frosted toughened | NA | NA | powder coated- 60μ | Single shutter | NA |  | Windmills of your Mind | NA | NA
Secondary | Fenestration | Window | Timber |  |  |  | Window 1 | MFN014975 |  | Window 1- WOYM |  |  | Nos |  | 44181000 |  | No |  | No | Yes, Branded | No | Approved |  |  | MGPO01 | [8 empty] | 7 | 150 |  | Yes | NA |  | MFNQ0001 | NA | [9 empty] | NA | Matte | 900 | 1200 | 115 | Dual side hinged | 6 mm clear annealed | NA | NA | Waterborne PU polishing | Double shutter- Glass | NA | W1 | Windmills of your Mind | NA | NA |  | Round Tower Bolt
Secondary | Fenestration | Window | Timber |  |  |  | Window 1 | MFN014976 |  | Window 1- WOYM |  |  | Nos |  | 44181000 |  | No |  | No | Yes, Branded | No | Approved |  |  | MGPO01 | [8 empty] | 7 | 150 |  | Yes | NA |  | MFNQ0001 | NA | [9 empty] | NA | Matte | 900 | 1200 | 115 | Dual side hinged | 6 mm clear annealed | NA | NA | Waterborne PU polishing | Double shutter- Glass | NA | W1 | Windmills of your Mind | Mesh provided | NA |  | Round Tower Bolt
Secondary | Fenestration | Window | Timber |  |  |  | Window 1 | MFN014977 |  | Window 1- WOYM |  |  | Nos |  | 44181000 |  | No |  | No | Yes, Branded | No | Approved |  |  | MGPO01 | [8 empty] | 7 | 150 |  | Yes | NA |  | MFNQ0001 | NA | [9 empty] | NA | Matte | 900 | 1200 | 115 | Dual side hinged | 6 mm clear annealed | NA | Magnetic sensor is provided | Waterborne PU polishing | Double shutter- Glass | NA | W1 | Windmills of your Mind | NA | NA |  | Round Tower Bolt
Secondary | Fenestration | Window | Timber |  |  |  | Window 1 | MFN014978 |  | Window 1- WOYM |  |  | Nos |  | 44181000 |  | No |  | No | Yes, Branded | No | Approved |  |  | MGPO01 | [8 empty] | 7 | 150 |  | Yes | NA |  | MFNQ0001 | NA | [9 empty] | NA | Matte | 900 | 1200 | 115 | Dual side hinged | 6 mm clear annealed | NA | Magnetic sensor is provided | Waterborne PU polishing | Double shutter- Glass | NA | W1 | Windmills of your Mind | Mesh provided | NA |  | Round Tower Bolt
Secondary | Fenestration | Window | Timber |  |  |  | Window 2 | MFN014979 |  | Window 2- WOYM |  |  | Nos |  | 44181000 |  | No |  | No | Yes, Branded | No | Approved |  |  | MGPO01 | [8 empty] | 7 | 150 |  | Yes | NA |  | MFNQ0001 | NA | [9 empty] | NA | Matte | 450 | 1200 | 115 | Left Hinged | 6mm Acid frosted toughened | NA | NA | Waterborne PU polishing | Single shutter- Glass | NA | W2 | Windmills of your Mind | NA | NA |  | Round Tower Bolt
Secondary | Fenestration | Window | Timber |  |  |  | Window 2 | MFN014980 |  | Window 2- WOYM |  |  | Nos |  | 44181000 |  | No |  | No | Yes, Branded | No | Approved |  |  | MGPO01 | [8 empty] | 7 | 150 |  | Yes | NA |  | MFNQ0001 | NA | [9 empty] | NA | Matte | 450 | 1200 | 115 | Left Hinged | 6mm Acid frosted toughened | NA | NA | Waterborne PU polishing | Single shutter- Glass | NA | W2 | Windmills of your Mind | Mesh provided | NA |  | Round Tower Bolt
Secondary | Fenestration | Window | Timber |  |  |  | Window 2 | MFN014981 |  | Window 2- WOYM |  |  | Nos |  | 44181000 |  | No |  | No | Yes, Branded | No | Approved |  |  | MGPO01 | [8 empty] | 7 | 150 |  | Yes | NA |  | MFNQ0001 | NA | [9 empty] | NA | Matte | 450 | 1200 | 115 | Left Hinged | 6mm Acid frosted toughened | NA | Magnetic sensor is provided | Waterborne PU polishing | Single shutter- Glass | NA | W2 | Windmills of your Mind | NA | NA |  | Round Tower Bolt
Secondary | Fenestration | Window | Timber |  |  |  | Window 2 | MFN014982 |  | Window 2- WOYM |  |  | Nos |  | 44181000 |  | No |  | No | Yes, Branded | No | Approved |  |  | MGPO01 | [8 empty] | 7 | 150 |  | Yes | NA |  | MFNQ0001 | NA | [9 empty] | NA | Matte | 450 | 1200 | 115 | Left Hinged | 6mm Acid frosted toughened | NA | Magnetic sensor is provided | Waterborne PU polishing | Single shutter- Glass | NA | W2 | Windmills of your Mind | Mesh provided | NA |  | Round Tower Bolt
Secondary | Fenestration | Window | Timber |  |  |  | Window 2 | MFN014983 |  | Window 2- WOYM |  |  | Nos |  | 44181000 |  | No |  | No | Yes, Branded | No | Approved |  |  | MGPO01 | [8 empty] | 7 | 150 |  | Yes | NA |  | MFNQ0001 | NA | [9 empty] | NA | Matte | 450 | 1200 | 115 | Right hinged | 6mm Acid frosted toughened | NA | NA | Waterborne PU polishing | Single shutter- Glass | NA | W2 | Windmills of your Mind | NA | NA |  | Round Tower Bolt
Secondary | Fenestration | Window | Timber |  |  |  | Window 2 | MFN014984 |  | Window 2- WOYM |  |  | Nos |  | 44181000 |  | No |  | No | Yes, Branded | No | Approved |  |  | MGPO01 | [8 empty] | 7 | 150 |  | Yes | NA |  | MFNQ0001 | NA | [9 empty] | NA | Matte | 450 | 1200 | 115 | Right hinged | 6mm Acid frosted toughened | NA | NA | Waterborne PU polishing | Single shutter- Glass | NA | W2 | Windmills of your Mind | Mesh provided | NA |  | Round Tower Bolt
Secondary | Fenestration | Window | Timber |  |  |  | Window 2 | MFN014985 |  | Window 2- WOYM |  |  | Nos |  | 44181000 |  | No |  | No | Yes, Branded | No | Approved |  |  | MGPO01 | [8 empty] | 7 | 150 |  | Yes | NA |  | MFNQ0001 | NA | [9 empty] | NA | Matte | 450 | 1200 | 115 | Right hinged | 6mm Acid frosted toughened | NA | Magnetic sensor is provided | Waterborne PU polishing | Single shutter- Glass | NA | W2 | Windmills of your Mind | NA | NA |  | Round Tower Bolt
Secondary | Fenestration | Window | Timber |  |  |  | Window 2 | MFN014986 |  | Window 2- WOYM |  |  | Nos |  | 44181000 |  | No |  | No | Yes, Branded | No | Approved |  |  | MGPO01 | [8 empty] | 7 | 150 |  | Yes | NA |  | MFNQ0001 | NA | [9 empty] | NA | Matte | 450 | 1200 | 115 | Right hinged | 6mm Acid frosted toughened | NA | Magnetic sensor is provided | Waterborne PU polishing | Single shutter- Glass | NA | W2 | Windmills of your Mind | Mesh provided | NA |  | Round Tower Bolt
Secondary | Fenestration | Window | Timber |  |  |  | Window 3 | MFN014987 |  | Window 3- WOYM |  |  | Nos |  | 44181000 |  | No |  | No | Yes, Branded | No | Approved |  |  | MGPO01 | [8 empty] | 7 | 150 |  | Yes | NA |  | MFNQ0001 | NA | [9 empty] | NA | Matte | 750 | 950 | 115 | Dual side hinged | 6 mm clear annealed | NA | NA | Waterborne PU polishing | Double shutter- Glass | NA | W3 | Windmills of your Mind | NA | NA |  | Round Tower Bolt
Secondary | Fenestration | Window | Timber |  |  |  | Window 3 | MFN014988 |  | Window 3- WOYM |  |  | Nos |  | 44181000 |  | No |  | No | Yes, Branded | No | Approved |  |  | MGPO01 | [8 empty] | 7 | 150 |  | Yes | NA |  | MFNQ0001 | NA | [9 empty] | NA | Matte | 750 | 950 | 115 | Dual side hinged | 6 mm clear annealed | NA | NA | Waterborne PU polishing | Double shutter- Glass | NA | W3 | Windmills of your Mind | Mesh provided | NA |  | Round Tower Bolt
Secondary | Fenestration | Window | Timber |  |  |  | Window 3 | MFN014989 |  | Window 3- WOYM |  |  | Nos |  | 44181000 |  | No |  | No | Yes, Branded | No | Approved |  |  | MGPO01 | [8 empty] | 7 | 150 |  | Yes | NA |  | MFNQ0001 | NA | [9 empty] | NA | Matte | 750 | 950 | 115 | Dual side hinged | 6 mm clear annealed | NA | Magnetic sensor is provided | Waterborne PU polishing | Double shutter- Glass | NA | W3 | Windmills of your Mind | NA | NA |  | Round Tower Bolt
Secondary | Fenestration | Window | Timber |  |  |  | Window 3 | MFN014990 |  | Window 3- WOYM |  |  | Nos |  | 44181000 |  | No |  | No | Yes, Branded | No | Approved |  |  | MGPO01 | [8 empty] | 7 | 150 |  | Yes | NA |  | MFNQ0001 | NA | [9 empty] | NA | Matte | 750 | 950 | 115 | Dual side hinged | 6 mm clear annealed | NA | Magnetic sensor is provided | Waterborne PU polishing | Double shutter- Glass | NA | W3 | Windmills of your Mind | Mesh provided | NA |  | Round Tower Bolt
Secondary | Fenestration | Window | Timber |  |  |  | Window 5 | MFN014991 |  | Window 5- WOYM |  |  | Nos |  | 44181000 |  | No |  | No | Yes, Branded | No | Approved |  |  | MGPO01 | [8 empty] | 7 | 150 |  | Yes | NA |  | MFNQ0001 | NA | [9 empty] | NA | Matte | 825 | 950 | 115 | Dual side hinged | 6 mm clear annealed | NA | NA | Waterborne PU polishing | Double shutter- Glass | NA | W5 | Windmills of your Mind | NA | NA |  | Round Tower Bolt
Secondary | Fenestration | Window | Timber |  |  |  | Window 5 | MFN014992 |  | Window 5- WOYM |  |  | Nos |  | 44181000 |  | No |  | No | Yes, Branded | No | Approved |  |  | MGPO01 | [8 empty] | 7 | 150 |  | Yes | NA |  | MFNQ0001 | NA | [9 empty] | NA | Matte | 825 | 950 | 115 | Dual side hinged | 6 mm clear annealed | NA | NA | Waterborne PU polishing | Double shutter- Glass | NA | W5 | Windmills of your Mind | Mesh provided | NA |  | Round Tower Bolt
Secondary | Fenestration | Window | Timber |  |  |  | Window 5 | MFN014993 |  | Window 5- WOYM |  |  | Nos |  | 44181000 |  | No |  | No | Yes, Branded | No | Approved |  |  | MGPO01 | [8 empty] | 7 | 150 |  | Yes | NA |  | MFNQ0001 | NA | [9 empty] | NA | Matte | 825 | 950 | 115 | Dual side hinged | 6 mm clear annealed | NA | Magnetic sensor is provided | Waterborne PU polishing | Double shutter- Glass | NA | W5 | Windmills of your Mind | NA | NA |  | Round Tower Bolt
Secondary | Fenestration | Window | Timber |  |  |  | Window 5 | MFN014994 |  | Window 5- WOYM |  |  | Nos |  | 44181000 |  | No |  | No | Yes, Branded | No | Approved |  |  | MGPO01 | [8 empty] | 7 | 150 |  | Yes | NA |  | MFNQ0001 | NA | [9 empty] | NA | Matte | 825 | 950 | 115 | Dual side hinged | 6 mm clear annealed | NA | Magnetic sensor is provided | Waterborne PU polishing | Double shutter- Glass | NA | W5 | Windmills of your Mind | Mesh provided | NA |  | Round Tower Bolt
Secondary | Fenestration | Window | Timber |  |  |  | Window 7 | MFN014995 |  | Window 7- WOYM |  |  | Nos |  | 44181000 |  | No |  | No | Yes, Branded | No | Approved |  |  | MGPO01 | [8 empty] | 7 | 150 |  | Yes | NA |  | MFNQ0001 | NA | [9 empty] | NA | Matte | 450 | 2000 | 115 | Left Hinged | 6mm Acid frosted toughened | NA | NA | Waterborne PU polishing | Single shutter- Glass | NA | W7 | Windmills of your Mind | NA | NA |  | Round Tower Bolt
Secondary | Fenestration | Window | Timber |  |  |  | Window 7 | MFN014996 |  | Window 7- WOYM |  |  | Nos |  | 44181000 |  | No |  | No | Yes, Branded | No | Approved |  |  | MGPO01 | [8 empty] | 7 | 150 |  | Yes | NA |  | MFNQ0001 | NA | [9 empty] | NA | Matte | 450 | 2000 | 115 | Left Hinged | 6mm Acid frosted toughened | NA | NA | Waterborne PU polishing | Single shutter- Glass | NA | W7 | Windmills of your Mind | Mesh provided | NA |  | Round Tower Bolt
Secondary | Fenestration | Window | Timber |  |  |  | Window 7 | MFN014997 |  | Window 7- WOYM |  |  | Nos |  | 44181000 |  | No |  | No | Yes, Branded | No | Approved |  |  | MGPO01 | [8 empty] | 7 | 150 |  | Yes | NA |  | MFNQ0001 | NA | [9 empty] | NA | Matte | 450 | 2000 | 115 | Left Hinged | 6mm Acid frosted toughened | NA | Magnetic sensor is provided | Waterborne PU polishing | Single shutter- Glass | NA | W7 | Windmills of your Mind | NA | NA |  | Round Tower Bolt
Secondary | Fenestration | Window | Timber |  |  |  | Window 7 | MFN014998 |  | Window 7- WOYM |  |  | Nos |  | 44181000 |  | No |  | No | Yes, Branded | No | Approved |  |  | MGPO01 | [8 empty] | 7 | 150 |  | Yes | NA |  | MFNQ0001 | NA | [9 empty] | NA | Matte | 450 | 2000 | 115 | Left Hinged | 6mm Acid frosted toughened | NA | Magnetic sensor is provided | Waterborne PU polishing | Single shutter- Glass | NA | W7 | Windmills of your Mind | Mesh provided | NA |  | Round Tower Bolt
Secondary | Fenestration | Window | Timber |  |  |  | Window 7 | MFN014999 |  | Window 7- WOYM |  |  | Nos |  | 44181000 |  | No |  | No | Yes, Branded | No | Approved |  |  | MGPO01 | [8 empty] | 7 | 150 |  | Yes | NA |  | MFNQ0001 | NA | [9 empty] | NA | Matte | 450 | 2000 | 115 | Right hinged | 6mm Acid frosted toughened | NA | NA | Waterborne PU polishing | Single shutter- Glass | NA | W7 | Windmills of your Mind | NA | NA |  | Round Tower Bolt
Secondary | Fenestration | Window | Timber |  |  |  | Window 7 | MFN015000 |  | Window 7- WOYM |  |  | Nos |  | 44181000 |  | No |  | No | Yes, Branded | No | Approved |  |  | MGPO01 | [8 empty] | 7 | 150 |  | Yes | NA |  | MFNQ0001 | NA | [9 empty] | NA | Matte | 450 | 2000 | 115 | Right hinged | 6mm Acid frosted toughened | NA | NA | Waterborne PU polishing | Single shutter- Glass | NA | W7 | Windmills of your Mind | Mesh provided | NA |  | Round Tower Bolt
Secondary | Fenestration | Window | Timber |  |  |  | Window 7 | MFN015001 |  | Window 7- WOYM |  |  | Nos |  | 44181000 |  | No |  | No | Yes, Branded | No | Approved |  |  | MGPO01 | [8 empty] | 7 | 150 |  | Yes | NA |  | MFNQ0001 | NA | [9 empty] | NA | Matte | 450 | 2000 | 115 | Right hinged | 6mm Acid frosted toughened | NA | Magnetic sensor is provided | Waterborne PU polishing | Single shutter- Glass | NA | W7 | Windmills of your Mind | NA | NA |  | Round Tower Bolt
Secondary | Fenestration | Window | Timber |  |  |  | Window 7 | MFN015002 |  | Window 7- WOYM |  |  | Nos |  | 44181000 |  | No |  | No | Yes, Branded | No | Approved |  |  | MGPO01 | [8 empty] | 7 | 150 |  | Yes | NA |  | MFNQ0001 | NA | [9 empty] | NA | Matte | 450 | 2000 | 115 | Right hinged | 6mm Acid frosted toughened | NA | Magnetic sensor is provided | Waterborne PU polishing | Single shutter- Glass | NA | W7 | Windmills of your Mind | Mesh provided | NA |  | Round Tower Bolt
Secondary | Fenestration | Window | Timber |  |  |  | Window 8 | MFN015003 |  | Window 8- WOYM |  |  | Nos |  | 44181000 |  | No |  | No | Yes, Branded | No | Approved |  |  | MGPO01 | [8 empty] | 7 | 150 |  | Yes | NA |  | MFNQ0001 | NA | [9 empty] | NA | Matte | 2000 | 2000 | 258 | Sliding | 6 mm clear annealed | NA | NA | Waterborne PU polishing | Double shutter- Glass | NA | W8 | Windmills of your Mind | NA | NA |  | Sliding Door lock
Secondary | Fenestration | Window | Timber |  |  |  | Window 8 | MFN015004 |  | Window 8- WOYM |  |  | Nos |  | 44181000 |  | No |  | No | Yes, Branded | No | Approved |  |  | MGPO01 | [8 empty] | 7 | 150 |  | Yes | NA |  | MFNQ0001 | NA | [9 empty] | NA | Matte | 2000 | 2000 | 258 | Sliding | 6 mm clear annealed | NA | NA | Waterborne PU polishing | Double shutter- Glass | NA | W8 | Windmills of your Mind | Mesh provided | NA |  | Sliding Door lock
Secondary | Fenestration | Window | Timber |  |  |  | Window 8 | MFN015005 |  | Window 8- WOYM |  |  | Nos |  | 44181000 |  | No |  | No | Yes, Branded | No | Approved |  |  | MGPO01 | [8 empty] | 7 | 150 |  | Yes | NA |  | MFNQ0001 | NA | [9 empty] | NA | Matte | 2000 | 2000 | 258 | Sliding | 6 mm clear annealed | NA | Magnetic sensor is provided | Waterborne PU polishing | Double shutter- Glass | NA | W8 | Windmills of your Mind | NA | NA |  | Sliding Door lock
Secondary | Fenestration | Window | Timber |  |  |  | Window 8 | MFN015006 |  | Window 8- WOYM |  |  | Nos |  | 44181000 |  | No |  | No | Yes, Branded | No | Approved |  |  | MGPO01 | [8 empty] | 7 | 150 |  | Yes | NA |  | MFNQ0001 | NA | [9 empty] | NA | Matte | 2000 | 2000 | 258 | Sliding | 6 mm clear annealed | NA | Magnetic sensor is provided | Waterborne PU polishing | Double shutter- Glass | NA | W8 | Windmills of your Mind | Mesh provided | NA |  | Sliding Door lock
Secondary | Fenestration | Window | Timber |  |  |  | Ventilation 1 | MFN015007 |  | Ventilation 1- WOYM |  |  | Nos |  | 44181000 |  | No |  | No | Yes, Branded | No | Approved |  |  | MGPO01 | [8 empty] | 7 | 150 |  | Yes | NA |  | MFNQ0001 | NA | [9 empty] | NA | Matte | 1500 | 300 | 115 | Fixed | 6 mm clear annealed | NA | NA | Waterborne PU polishing | Single shutter- Glass | NA | V1 | Windmills of your Mind | NA | NA
Secondary | Fenestration | Window | Timber |  |  |  | Window 8 | MFN015008 |  | Window 8- TMFT |  |  | Nos |  | 44181000 |  | No |  | No | Yes, Branded | No | Approved |  |  | MGPO01 |  |  |  |  | Applicable | Applicable |  |  | 7 | 150 |  | Yes | NA |  | MFNQ0001 | NA | [9 empty] | NA | Matte | 1500 | 2000 | 180 | Sliding | 8mm clear heat strengthened | NA | NA | Waterborne PU polishing | Double shutter- Glass | NA | W8 | The Magic Faraway Tree | NA | Yes |  | Sliding Door lock
Secondary | Fenestration | Window | Timber |  |  |  | Window 8 | MFN015009 |  | Window 8- TMFT |  |  | Nos |  | 44181000 |  | No |  | No | Yes, Branded | No | Approved |  |  | MGPO01 |  |  |  |  | Applicable | Applicable |  |  | 7 | 150 |  | Yes | NA |  | MFNQ0001 | NA | [9 empty] | NA | Matte | 1500 | 2000 | 180 | Sliding | 8mm clear heat strengthened | NA | NA | Waterborne PU polishing | Double shutter- Glass | NA | W8 | The Magic Faraway Tree | Mesh provided | Yes |  | Sliding Door lock
Secondary | Fenestration | Window | Timber |  |  |  | Window 9 | MFN015010 |  | Window 9- TMFT |  |  | Nos |  | 44181000 |  | No |  | No | Yes, Branded | No | Approved |  |  | MGPO01 |  |  |  |  | Applicable | Applicable |  |  | 7 | 150 |  | Yes | NA |  | MFNQ0001 | NA | [9 empty] | NA | Matte | 2764 | 1800 | 300 | Sliding | 8mm clear heat strengthened | NA | NA | Waterborne PU polishing | Double shutter- Glass | NA | W9 | The Magic Faraway Tree | NA | NA |  | Sliding Door lock
Secondary | Fenestration | Window | Timber |  |  |  | Window 9 | MFN015011 |  | Window 9- TMFT |  |  | Nos |  | 44181000 |  | No |  | No | Yes, Branded | No | Approved |  |  | MGPO01 |  |  |  |  | Applicable | Applicable |  |  | 7 | 150 |  | Yes | NA |  | MFNQ0001 | NA | [9 empty] | NA | Matte | 2764 | 1800 | 300 | Sliding | 8mm clear heat strengthened | NA | NA | Waterborne PU polishing | Double shutter- Glass | NA | W9 | The Magic Faraway Tree | Mesh provided | NA |  | Sliding Door lock
Secondary | Fenestration | Window | Timber |  |  |  | Window 12 | MFN015012 |  | Window 12- TMFT |  |  | Nos |  | 44181000 |  | No |  | No | Yes, Branded | No | Approved |  |  | MGPO01 |  |  |  |  | Applicable | Applicable |  |  | 7 | 150 |  | Yes | NA |  | MFNQ0001 | NA | [9 empty] | NA | Matte | 290 | 290 | 115 | Fixed | NA | NA | NA | Waterborne PU polishing | Fixed louvered panel | NA | W12 | The Magic Faraway Tree | Mesh provided | NA
Secondary | Fenestration | Window | Timber |  |  |  | Window 12 | MFN015013 |  | Window 12- TMFT |  |  | Nos |  | 44181000 |  | No |  | No | Yes, Branded | No | Approved |  |  | MGPO01 |  |  |  |  | Applicable | Applicable |  |  | 7 | 150 |  | Yes | NA |  | MFNQ0001 | NA | [9 empty] | NA | Matte | 290 | 290 | 115 | Fixed | NA | NA | NA | Waterborne PU polishing | Fixed louvered panel | NA | W12 | The Magic Faraway Tree | NA | NA
Secondary | Fenestration | Window | Timber |  |  |  | Window 13 | MFN015014 |  | Window 13- TMFT |  |  | Nos |  | 44181000 |  | No |  | No | Yes, Branded | No | Approved |  |  | MGPO01 |  |  |  |  | Applicable | Applicable |  |  | 7 | 150 |  | Yes | NA |  | MFNQ0001 | NA | [9 empty] | NA | Matte | 2000 | 2000 | 150 | Fixed | 8mm clear heat strengthened | NA | NA | Waterborne PU polishing | Fixed glazed panel | NA | W13 | The Magic Faraway Tree | NA | NA
Secondary | Fenestration | Window | Timber |  |  |  | Window 14 | MFN015015 |  | Window 14- TMFT |  |  | Nos |  | 44181000 |  | No |  | No | Yes, Branded | No | Approved |  |  | MGPO01 |  |  |  |  | Applicable | Applicable |  |  | 7 | 150 |  | Yes | NA |  | MFNQ0001 | NA | [9 empty] | NA | Matte | 2000 | 2000 | 150 | Fixed | 8mm clear heat strengthened | NA | NA | Waterborne PU polishing | Fixed glazed panel | NA | W14 | The Magic Faraway Tree | NA | NA
Secondary | Fenestration | Window | Timber |  |  |  | Window 15 | MFN015016 |  | Window 15- TMFT |  |  | Nos |  | 44181000 |  | No |  | No | Yes, Branded | No | Approved |  |  | MGPO01 |  |  |  |  | Applicable | Applicable |  |  | 7 | 150 |  | Yes | NA |  | MFNQ0001 | NA | [9 empty] | NA | Matte | 1200 | 1500 | 180 | Fixed | 6mm Acid frosted toughened | NA | NA | Waterborne PU polishing | Fixed glazed panel | NA | W15 | The Magic Faraway Tree | NA | NA
Secondary | Fenestration | Window | Timber |  |  |  | Window 16 | MFN015017 |  | Window 16- TMFT |  |  | Nos |  | 44181000 |  | No |  | No | Yes, Branded | No | Approved |  |  | MGPO01 |  |  |  |  | Applicable | Applicable |  |  | 7 | 150 |  | Yes | NA |  | MFNQ0001 | NA | [9 empty] | NA | Matte | 900 | 400 | 180 | Fixed | 6mm Acid frosted toughened | NA | NA | Waterborne PU polishing | Fixed glazed panel | NA | W16 | The Magic Faraway Tree | NA | NA
Secondary | Fenestration | Window | Timber |  |  |  | Window 1 | MFN015018 |  | Window 1- VGG |  |  | Nos |  | 44181000 |  | No |  | No | Yes, Branded | No | Approved |  |  | MGPO01 | [8 empty] | 7 | 150 |  | Yes | NA |  | MFNQ0001 | NA | [9 empty] | NA | Matte | 900 | 1200 | 150 | Dual side hinged | 6 mm clear annealed | NA | NA | Waterborne PU polishing | Double shutter- Glass | NA | W1 | Van Gogh's Garden | Mesh provided | NA |  | Round Tower Bolt
Secondary | Fenestration | Window | Timber |  |  |  | Window 2 | MFN015019 |  | Window 2- VGG |  |  | Nos |  | 44181000 |  | No |  | No | Yes, Branded | No | Approved |  |  | MGPO01 | [8 empty] | 7 | 150 |  | Yes | NA |  | MFNQ0001 | NA | [9 empty] | NA | Matte | 450 | 950 | 115 | Right hinged | 6 mm clear annealed | NA | NA | Waterborne PU polishing | Single shutter- Glass | NA | W2 | Van Gogh's Garden | Mesh provided | NA |  | Round Tower Bolt
Secondary | Fenestration | Window | Timber |  |  |  | Window 2 | MFN015020 |  | Window 2- VGG |  |  | Nos |  | 44181000 |  | No |  | No | Yes, Branded | No | Approved |  |  | MGPO01 | [8 empty] | 7 | 150 |  | Yes | NA |  | MFNQ0001 | NA | [9 empty] | NA | Matte | 450 | 950 | 115 | Left Hinged | 6 mm clear annealed | NA | NA | Waterborne PU polishing | Single shutter- Glass | NA | W2 | Van Gogh's Garden | Mesh provided | NA |  | Round Tower Bolt
Secondary | Fenestration | Window | Timber |  |  |  | Window 3 | MFN015021 |  | Window 3- VGG |  |  | Nos |  | 44181000 |  | No |  | No | Yes, Branded | No | Approved |  |  | MGPO01 | [8 empty] | 7 | 150 |  | Yes | NA |  | MFNQ0001 | NA | [9 empty] | NA | Matte | 750 | 1200 | 115 | Left Hinged | 6 mm clear annealed | NA | NA | Waterborne PU polishing | Single shutter- Glass | NA | W3 | Van Gogh's Garden | Mesh provided | NA |  | Round Tower Bolt
Secondary | Fenestration | Window | Timber |  |  |  | Window 3 | MFN015022 |  | Window 3- VGG |  |  | Nos |  | 44181000 |  | No |  | No | Yes, Branded | No | Approved |  |  | MGPO01 | [8 empty] | 7 | 150 |  | Yes | NA |  | MFNQ0001 | NA | [9 empty] | NA | Matte | 750 | 1200 | 115 | Right hinged | 6 mm clear annealed | NA | NA | Waterborne PU polishing | Single shutter- Glass | NA | W3 | Van Gogh's Garden | Mesh provided | NA |  | Round Tower Bolt
Secondary | Fenestration | Window | Timber |  |  |  | Window 4 | MFN015023 |  | Window 4- VGG |  |  | Nos |  | 44181000 |  | No |  | No | Yes, Branded | No | Approved |  |  | MGPO01 | [8 empty] | 7 | 150 |  | Yes | NA |  | MFNQ0001 | NA | [9 empty] | NA | Matte | 750 | 950 | 115 | Right hinged | 6 mm clear annealed | NA | NA | Waterborne PU polishing | Single shutter- Glass | NA | W4 | Van Gogh's Garden | Mesh provided | NA |  | Round Tower Bolt
Secondary | Fenestration | Window | Timber |  |  |  | Window 4 | MFN015024 |  | Window 4- VGG |  |  | Nos |  | 44181000 |  | No |  | No | Yes, Branded | No | Approved |  |  | MGPO01 | [8 empty] | 7 | 150 |  | Yes | NA |  | MFNQ0001 | NA | [9 empty] | NA | Matte | 750 | 950 | 115 | Left Hinged | 6 mm clear annealed | NA | NA | Waterborne PU polishing | Single shutter- Glass | NA | W4 | Van Gogh's Garden | Mesh provided | NA |  | Round Tower Bolt
Secondary | Fenestration | Window | Timber |  |  |  | Window 5 | MFN015025 |  | Window 5- VGG |  |  | Nos |  | 44181000 |  | No |  | No | Yes, Branded | No | Approved |  |  | MGPO01 | [8 empty] | 7 | 150 |  | Yes | NA |  | MFNQ0001 | NA | [9 empty] | NA | Matte | 600 | 1050 | 150 | Right hinged | 6 mm clear annealed | NA | NA | Waterborne PU polishing | Single shutter- Glass | NA | W5 | Van Gogh's Garden | Mesh provided | NA |  | Round Tower Bolt
Secondary | Fenestration | Window | Timber |  |  |  | Window 5 | MFN015026 |  | Window 5- VGG |  |  | Nos |  | 44181000 |  | No |  | No | Yes, Branded | No | Approved |  |  | MGPO01 | [8 empty] | 7 | 150 |  | Yes | NA |  | MFNQ0001 | NA | [9 empty] | NA | Matte | 600 | 1050 | 150 | Left Hinged | 6 mm clear annealed | NA | NA | Waterborne PU polishing | Single shutter- Glass | NA | W5 | Van Gogh's Garden | Mesh provided | NA |  | Round Tower Bolt
Secondary | Fenestration | Window | Timber |  |  |  | Window 8 | MFN015027 |  | Window 8- VGG |  |  | Nos |  | 44181000 |  | No |  | No | Yes, Branded | No | Approved |  |  | MGPO01 | [8 empty] | 7 | 150 |  | Yes | NA |  | MFNQ0001 | NA | [9 empty] | NA | Matte | 2000 | 2000 | 270 | Sliding | 8mm clear heat strengthened | NA | NA | Waterborne PU polishing | Double shutter- Glass | NA | W8 | Van Gogh's Garden | NA | NA |  | Sliding Door lock
Secondary | Fenestration | Window | Timber |  |  |  | Window 8.1 | MFN015028 |  | Window 8.1- VGG |  |  | Nos |  | 44181000 |  | No |  | No | Yes, Branded | No | Approved |  |  | MGPO01 | [8 empty] | 7 | 150 |  | Yes | NA |  | MFNQ0001 | NA | [9 empty] | NA | Matte | [5 empty] | NA | NA | Waterborne PU polishing |  | NA | W8.1 | Van Gogh's Garden | NA | NA
Secondary | Fenestration | Window | Timber |  |  |  | Window 9 | MFN015029 |  | Window 9- VGG |  |  | Nos |  | 44181000 |  | No |  | No | Yes, Branded | No | Approved |  |  | MGPO01 | [8 empty] | 7 | 150 |  | Yes | NA |  | MFNQ0001 | NA | [9 empty] | NA | Matte | 750 | 2000 | 115 | Right hinged | 8mm clear heat strengthened | NA | NA | Waterborne PU polishing | Single shutter- Glass | NA | W9 | Van Gogh's Garden | NA | NA |  | Round Tower Bolt
Secondary | Fenestration | Window | Timber |  |  |  | Window 10 | MFN015030 |  | Window 10- VGG |  |  | Nos |  | 44181000 |  | No |  | No | Yes, Branded | No | Approved |  |  | MGPO01 | [8 empty] | 7 | 150 |  | Yes | NA |  | MFNQ0001 | NA | [9 empty] | NA | Matte | 1710 | 1250 | 115 | Fixed | 8mm clear heat strengthened | NA | NA | Waterborne PU polishing | Fixed glazed | NA | W10 | Van Gogh's Garden | NA | NA
Secondary | Fenestration | Window | Timber |  |  |  | Window 11.1 | MFN015031 |  | Window 11.1- VGG |  |  | Nos |  | 44181000 |  | No |  | No | Yes, Branded | No | Approved |  |  | MGPO01 | [8 empty] | 7 | 150 |  | Yes | NA |  | MFNQ0001 | NA | [9 empty] | NA | Matte | [5 empty] | NA | NA | Waterborne PU polishing |  | NA | W11.1 | Van Gogh's Garden | NA | NA
Secondary | Fenestration | Window | Timber |  |  |  | Window 12 | MFN015032 |  | Window 12- VGG |  |  | Nos |  | 44181000 |  | No |  | No | Yes, Branded | No | Approved |  |  | MGPO01 | [8 empty] | 7 | 150 |  | Yes | NA |  | MFNQ0001 | NA | [9 empty] | NA | Matte | 1710 | 2100 | 115 | Fixed | 8mm clear heat strengthened | NA | NA | Waterborne PU polishing | Fixed glazed | NA | W12 | Van Gogh's Garden | NA | NA
Secondary | Fenestration | Window | Timber |  |  |  | Window 14 | MFN015033 |  | Window 14- VGG |  |  | Nos |  | 44181000 |  | No |  | No | Yes, Branded | No | Approved |  |  | MGPO01 | [8 empty] | 7 | 150 |  | Yes | NA |  | MFNQ0001 | NA | [9 empty] | NA | Matte | 2030 | 1050 | 115 | Sliding | 6 mm clear annealed | NA | NA | Waterborne PU polishing | Double shutter- Glass | NA | W14 | Van Gogh's Garden | NA | NA |  | Sliding Door lock
Secondary | Fenestration | Window | Timber |  |  |  | Window 26 | MFN015034 |  | Window 26- VGG |  |  | Nos |  | 44181000 |  | No |  | No | Yes, Branded | No | Approved |  |  | MGPO01 | [8 empty] | 7 | 150 |  | Yes | NA |  | MFNQ0001 | NA | [9 empty] | NA | Matte | [5 empty] | NA | NA | Waterborne PU polishing |  | NA | W26 | Van Gogh's Garden | NA | NA
Secondary | Fenestration | Window | Timber |  |  |  | Window 27 | MFN015035 |  | Window 27- VGG |  |  | Nos |  | 44181000 |  | No |  | No | Yes, Branded | No | Approved |  |  | MGPO01 | [8 empty] | 7 | 150 |  | Yes | NA |  | MFNQ0001 | NA | [9 empty] | NA | Matte | [5 empty] | NA | NA | Waterborne PU polishing | Double shutter- Glass | NA | W27 | Van Gogh's Garden | NA | NA
Secondary | Fenestration | Window | Timber |  |  |  | Window 28 | MFN015036 |  | Window 28- VGG |  |  | Nos |  | 44181000 |  | No |  | No | Yes, Branded | No | Approved |  |  | MGPO01 | [8 empty] | 7 | 150 |  | Yes | NA |  | MFNQ0001 | NA | [9 empty] | NA | Matte | [5 empty] | NA | NA | Waterborne PU polishing |  | NA | W28 | Van Gogh's Garden | NA | NA
Secondary | Fenestration | Window | Timber |  |  |  | Window 29 | MFN015037 |  | Window 29- VGG |  |  | Nos |  | 44181000 |  | No |  | No | Yes, Branded | No | Approved |  |  | MGPO01 | [8 empty] | 7 | 150 |  | Yes | NA |  | MFNQ0001 | NA | [9 empty] | NA | Matte | 750 | 800 | 115 | Left Hinged | 6 mm clear annealed | NA | NA | Waterborne PU polishing | Single shutter- Glass | NA | W29 | Van Gogh's Garden | NA | NA |  | Round Tower Bolt
Secondary | Fenestration | Window | Timber |  |  |  | Window 29 | MFN015038 |  | Window 29- VGG |  |  | Nos |  | 44181000 |  | No |  | No | Yes, Branded | No | Approved |  |  | MGPO01 | [8 empty] | 7 | 150 |  | Yes | NA |  | MFNQ0001 | NA | [9 empty] | NA | Matte | 750 | 800 | 115 | Right hinged | 6 mm clear annealed | NA | NA | Waterborne PU polishing | Single shutter- Glass | NA | W29 | Van Gogh's Garden | NA | NA |  | Round Tower Bolt
Secondary | Fenestration | Window | Timber |  |  |  | Window 30 | MFN015039 |  | Window 30- VGG |  |  | Nos |  | 44181000 |  | No |  | No | Yes, Branded | No | Approved |  |  | MGPO01 | [8 empty] | 7 | 150 |  | Yes | NA |  | MFNQ0001 | NA | [9 empty] | NA | Matte | 450 | 800 | 115 | Left Hinged | 6 mm clear annealed | NA | NA | Waterborne PU polishing | Single shutter- Glass | NA | W30 | Van Gogh's Garden | NA | NA |  | Round Tower Bolt
Secondary | Fenestration | Window | Timber |  |  |  | Window 30 | MFN015040 |  | Window 30- VGG |  |  | Nos |  | 44181000 |  | No |  | No | Yes, Branded | No | Approved |  |  | MGPO01 | [8 empty] | 7 | 150 |  | Yes | NA |  | MFNQ0001 | NA | [9 empty] | NA | Matte | 450 | 800 | 115 | Right hinged | 6 mm clear annealed | NA | NA | Waterborne PU polishing | Single shutter- Glass | NA | W30 | Van Gogh's Garden | NA | NA |  | Round Tower Bolt
Secondary | Fenestration | Window | Timber |  |  |  | Ventilator 0 | MFN015041 |  | Ventilator 0- VGG |  |  | Nos |  | 44181000 |  | No |  | No | Yes, Branded | No | Approved |  |  | MGPO01 | [8 empty] | 7 | 150 |  | Yes | NA |  | MFNQ0001 | NA | [9 empty] | NA | Matte | [5 empty] | NA | NA | Waterborne PU polishing |  | NA | V0 | Van Gogh's Garden | NA | NA
Secondary | Fenestration | Window | Timber |  |  |  | Ventilator 1 | MFN015042 |  | Ventilator 1- VGG |  |  | Nos |  | 44181000 |  | No |  | No | Yes, Branded | No | Approved |  |  | MGPO01 | [8 empty] | 7 | 150 |  | Yes | NA |  | MFNQ0001 | NA | [9 empty] | NA | Matte | [5 empty] | NA | NA | Waterborne PU polishing |  | NA | V1 | Van Gogh's Garden | NA | NA
Secondary | Fenestration | Window | Timber |  |  |  | Window 5 External | MFN015043 |  | Window 5 External- VGG |  |  | Nos |  | 44181000 |  | No |  | No | Yes, Branded | No | Approved |  |  | MGPO01 | [8 empty] | 7 | 150 |  | Yes | NA |  | MFNQ0001 | NA | [9 empty] | NA | Matte |  |  |  | Right hinged |  | NA | NA | Waterborne PU polishing | Single shutter- Glass | NA | W5-Ext | Van Gogh's Garden | NA | NA
Secondary | Fenestration | Window | Timber |  |  |  | Window 1 External | MFN015044 |  | Window 1 External- VGG |  |  | Nos |  | 44181000 |  | No |  | No | Yes, Branded | No | Approved |  |  | MGPO01 | [8 empty] | 7 | 150 |  | Yes | NA |  | MFNQ0001 | NA | [9 empty] | NA | Matte | [5 empty] | NA | NA | Waterborne PU polishing | Double shutter- Glass | NA | W1-Ext | Van Gogh's Garden | NA | NA
Secondary | Fenestration | Window | Aluminium |  |  |  | Domal 40 series fixed window | MFN015045 |  | Domal 40 series fixed window |  |  | Nos |  | 76101000 |  | No |  | No | Yes, Branded | No | Approved |  |  | MGPO01 | [8 empty] | 7 | 150 |  | Yes | NA |  | MFNQ0001 | NA | [9 empty] | NA | Matte | 4210 | 2100 |  | Fixed | 21.52 mm laminated: 10mm clear toughened+ 1.52pvb+10mm clear toughened | NA | NA |  | Fixed | NA |  | Windmills of your Mind | NA | NA
Secondary | Fenestration | Window | Aluminium |  |  |  | Domal 40 series fixed window | MFN015046 |  | Domal 40 series fixed window |  |  | Nos |  | 76101000 |  | No |  | No | Yes, Branded | No | Approved |  |  | MGPO01 | [8 empty] | 7 | 150 |  | Yes | NA |  | MFNQ0001 | NA | [9 empty] | NA | Matte | 1490 | 2100 |  | Fixed | 21.52 mm laminated: 10mm clear toughened+ 1.52pvb+10mm clear toughened | NA | NA |  | Fixed | NA |  | Windmills of your Mind | NA | NA
Secondary | Fenestration | Window | Aluminium |  |  |  | Domal 40 series fixed window | MFN015047 |  | Domal 40 series fixed window |  |  | Nos |  | 76101000 |  | No |  | No | Yes, Branded | No | Approved |  |  | MGPO01 | [8 empty] | 7 | 150 |  | Yes | NA |  | MFNQ0001 | NA | [9 empty] | NA | Matte | 6440 | 2100 |  | Fixed | 21.52 mm laminated: 10mm clear toughened+ 1.52pvb+10mm clear toughened | NA | NA |  | Fixed | NA |  | Windmills of your Mind | NA | NA
Secondary | Fenestration | Window | Aluminium |  |  |  | Domal 40 series fixed window | MFN015048 |  | Domal 40 series fixed window |  |  | Nos |  | 76101000 |  | No |  | No | Yes, Branded | No | Approved |  |  | MGPO01 | [8 empty] | 7 | 150 |  | Yes | NA |  | MFNQ0001 | NA | [9 empty] | NA | Matte | 1490 | 2100 |  | Fixed | 21.52 mm laminated: 10mm clear toughened+ 1.52pvb+10mm clear toughened | NA | NA |  | Fixed | NA |  | Windmills of your Mind | NA | NA
Secondary | Fenestration | Window | Aluminium |  |  |  | Aluminium 2t slider window | MFN015049 |  | Aluminium 2t slider window |  | Traffic white (RAL 9016) | m² |  | 76101000 |  | No |  | No | Yes, Branded | No | Approved |  |  | MGPO01 |  |  |  |  | Applicable | Applicable |  |  | 7 | 150 |  | Yes | NA |  | MFNQ0001 | NA | [9 empty] | NA | Matte | 1600 | 2160 | 85 | Sliding | 6mm clear toughened | NA | NA | powder coated- 60μ | Double shutter- Glass | NA |  | The Magic Faraway Tree | NA | NA
Secondary | Fenestration | Window | Aluminium |  |  |  | Aluminium 3t slider window | MFN015050 |  | Aluminium 3t slider window |  | Traffic white (RAL 9016) | m² |  | 76101000 |  | No |  | No | Yes, Branded | No | Approved |  |  | MGPO01 | [8 empty] | 7 | 150 |  | Yes | NA |  | MFNQ0001 | NA | [9 empty] | NA | Matte | NA | NA | NA | Sliding | 6mm Acid frosted toughened | NA | NA | powder coated- 60μ | Triple shutter- 2 Glass+ 1 mesh | NA |  | Windmills of your Mind | Mesh provided | NA
Secondary | Fenestration | Window | Aluminium |  |  |  | Aluminium 3t slider window | MFN015051 |  | Aluminium 3t slider window |  | Traffic white (RAL 9016) | m² |  | 76101000 |  | No |  | No | Yes, Branded | No | Approved |  |  | MGPO01 |  |  |  |  | Applicable | Applicable |  |  | 7 | 150 |  | Yes | NA |  | MFNQ0001 | NA | [9 empty] | NA | Matte | 1600 | 1900 | 85 | Sliding | 6mm clear toughened | NA | NA | powder coated- 60μ | Triple shutter- 2 Glass+ 1 mesh | NA |  | The Magic Faraway Tree | Mesh provided | NA
Secondary | Fenestration | Window | Aluminium |  |  |  | Sliding cum Fixed window | MFN015052 |  | Sliding + Fixed window |  | Traffic white (RAL 9016) | m² |  | 76101000 |  | No |  | No | Yes, Branded | No | Approved |  |  | MGPO01 | [8 empty] | 7 | 150 |  | Yes | NA |  | MFNQ0001 | NA | [9 empty] | NA | Matte | NA | NA | NA | Fixed | 6mm Acid frosted toughened | NA | NA | powder coated- 60μ | Fixed+sliding- Glass | NA |  | Windmills of your Mind | NA | NA
Secondary | Fenestration | Window | Aluminium |  |  |  | Aluminium | MFN015053 |  | Aluminium |  | Light Bronze | Nos |  | 76101000 |  | No |  | No | Yes, Branded | No | Approved |  |  | MGPO01 | [8 empty] | 7 | 150 |  | Yes | NA |  | MFNQ0001 | NA | [9 empty] | NA | Matte | 450 | 2000 | 45 | Hinged | 6mm Acid frosted toughened | NA | NA | Anodized- 20μ | Single shutter- Glass | NA |  | Windmills of your Mind | Mesh provided | NA
Secondary | Fenestration | French Door | Timber |  |  |  | French door 1 | MFN015054 |  | French door 1- WOYM |  |  | Nos |  | 44181000 |  | No |  | No | Yes, Branded | No | Approved |  |  | MGPO01 | [8 empty] | 7 | 150 |  | Yes | NA |  | MFNQ0001 | NA | [9 empty] | NA | Matte | 4972 | 2780 | 204 | Sliding | 8mm clear heat strengthened | NA | Magnetic sensor is provided | Waterborne PU polishing | Triple shutter- 2 Glass+ 1 mesh | NA | FW1 | Windmills of your Mind | Mesh provided | NA |  | Mortise lock
Secondary | Fenestration | French Door | Timber |  |  |  | French door 1 | MFN015055 |  | French door 1- WOYM |  |  | Nos |  | 44181000 |  | No |  | No | Yes, Branded | No | Approved |  |  | MGPO01 | [8 empty] | 7 | 150 |  | Yes | NA |  | MFNQ0001 | NA | [9 empty] | NA | Matte | 4972 | 2780 | 204 | Sliding | 8mm clear heat strengthened | NA | Magnetic sensor is provided | Waterborne PU polishing | Double shutter- Glass | NA | FW1 | Windmills of your Mind | NA | NA |  | Mortise lock
Secondary | Fenestration | French Door | Timber |  |  |  | French door 1 | MFN015056 |  | French door 1- WOYM |  |  | Nos |  | 44181000 |  | No |  | No | Yes, Branded | No | Approved |  |  | MGPO01 | [8 empty] | 7 | 150 |  | Yes | NA |  | MFNQ0001 | NA | [9 empty] | NA | Matte | 4972 | 2780 | 204 | Sliding | 8mm clear heat strengthened | NA | NA | Waterborne PU polishing | Triple shutter- 2 Glass+ 1 mesh | NA | FW1 | Windmills of your Mind | Mesh provided | NA |  | Mortise lock
Secondary | Fenestration | French Door | Timber |  |  |  | French door 1 | MFN015057 |  | French door 1- WOYM |  |  | Nos |  | 44181000 |  | No |  | No | Yes, Branded | No | Approved |  |  | MGPO01 | [8 empty] | 7 | 150 |  | Yes | NA |  | MFNQ0001 | NA | [9 empty] | NA | Matte | 4972 | 2780 | 204 | Sliding | 8mm clear heat strengthened | NA | NA | Waterborne PU polishing | Double shutter- Glass | NA | FW1 | Windmills of your Mind | NA | NA |  | Mortise lock
Secondary | Fenestration | French Door | Timber |  |  |  | French door 2 | MFN015058 |  | French door 2- WOYM |  |  | Nos |  | 44181000 |  | No |  | No | Yes, Branded | No | Approved |  |  | MGPO01 | [8 empty] | 7 | 150 |  | Yes | NA |  | MFNQ0001 | NA | [9 empty] | NA | Matte | 3622 | 2780 | 204 | Sliding | 8mm clear heat strengthened | NA | Magnetic sensor is provided | Waterborne PU polishing | Triple shutter- 2 Glass+ 1 mesh | NA | FW2 | Windmills of your Mind | Mesh provided | NA |  | Mortise lock
Secondary | Fenestration | French Door | Timber |  |  |  | French door 2 | MFN015059 |  | French door 2- WOYM |  |  | Nos |  | 44181000 |  | No |  | No | Yes, Branded | No | Approved |  |  | MGPO01 | [8 empty] | 7 | 150 |  | Yes | NA |  | MFNQ0001 | NA | [9 empty] | NA | Matte | 3622 | 2780 | 204 | Sliding | 8mm clear heat strengthened | NA | Magnetic sensor is provided | Waterborne PU polishing | Double shutter- Glass | NA | FW2 | Windmills of your Mind | NA | NA |  | Mortise lock
Secondary | Fenestration | French Door | Timber |  |  |  | French door 2 | MFN015060 |  | French door 2- WOYM |  |  | Nos |  | 44181000 |  | No |  | No | Yes, Branded | No | Approved |  |  | MGPO01 | [8 empty] | 7 | 150 |  | Yes | NA |  | MFNQ0001 | NA | [9 empty] | NA | Matte | 3622 | 2780 | 204 | Sliding | 8mm clear heat strengthened | NA | NA | Waterborne PU polishing | Triple shutter- 2 Glass+ 1 mesh | NA | FW2 | Windmills of your Mind | Mesh provided | NA |  | Mortise lock
Secondary | Fenestration | French Door | Timber |  |  |  | French door 2 | MFN015061 |  | French door 2- WOYM |  |  | Nos |  | 44181000 |  | No |  | No | Yes, Branded | No | Approved |  |  | MGPO01 | [8 empty] | 7 | 150 |  | Yes | NA |  | MFNQ0001 | NA | [9 empty] | NA | Matte | 3622 | 2780 | 204 | Sliding | 8mm clear heat strengthened | NA | NA | Waterborne PU polishing | Double shutter- Glass | NA | FW2 | Windmills of your Mind | NA | NA |  | Mortise lock
Secondary | Fenestration | French Door | Timber |  |  |  | French door 3 | MFN015062 |  | French door 3- WOYM |  |  | Nos |  | 44181000 |  | No |  | No | Yes, Branded | No | Approved |  |  | MGPO01 | [8 empty] | 7 | 150 |  | Yes | NA |  | MFNQ0001 | NA | [9 empty] | NA | Matte | 4532 | 2780 | 204 | Sliding | 8mm clear heat strengthened | NA | Magnetic sensor is provided | Waterborne PU polishing | Triple shutter- 2 Glass+ 1 mesh | NA | FW3 | Windmills of your Mind | Mesh provided | NA |  | Mortise lock
Secondary | Fenestration | French Door | Timber |  |  |  | French door 3 | MFN015063 |  | French door 3- WOYM |  |  | Nos |  | 44181000 |  | No |  | No | Yes, Branded | No | Approved |  |  | MGPO01 | [8 empty] | 7 | 150 |  | Yes | NA |  | MFNQ0001 | NA | [9 empty] | NA | Matte | 4532 | 2780 | 204 | Sliding | 8mm clear heat strengthened | NA | Magnetic sensor is provided | Waterborne PU polishing | Double shutter- Glass | NA | FW3 | Windmills of your Mind | NA | NA |  | Mortise lock
Secondary | Fenestration | French Door | Timber |  |  |  | French door 3 | MFN015064 |  | French door 3- WOYM |  |  | Nos |  | 44181000 |  | No |  | No | Yes, Branded | No | Approved |  |  | MGPO01 | [8 empty] | 7 | 150 |  | Yes | NA |  | MFNQ0001 | NA | [9 empty] | NA | Matte | 4532 | 2780 | 204 | Sliding | 8mm clear heat strengthened | NA | NA | Waterborne PU polishing | Triple shutter- 2 Glass+ 1 mesh | NA | FW3 | Windmills of your Mind | Mesh provided | NA |  | Mortise lock
Secondary | Fenestration | French Door | Timber |  |  |  | French door 3 | MFN015065 |  | French door 3- WOYM |  |  | Nos |  | 44181000 |  | No |  | No | Yes, Branded | No | Approved |  |  | MGPO01 | [8 empty] | 7 | 150 |  | Yes | NA |  | MFNQ0001 | NA | [9 empty] | NA | Matte | 4532 | 2780 | 204 | Sliding | 8mm clear heat strengthened | NA | NA | Waterborne PU polishing | Double shutter- Glass | NA | FW3 | Windmills of your Mind | NA | NA |  | Mortise lock
Secondary | Fenestration | French Door | Timber |  |  |  | French door 4 | MFN015066 |  | French door 4- WOYM |  |  | Nos |  | 44181000 |  | No |  | No | Yes, Branded | No | Approved |  |  | MGPO01 | [8 empty] | 7 | 150 |  | Yes | NA |  | MFNQ0001 | NA | [9 empty] | NA | Matte |  |  |  | Sliding | 8mm clear heat strengthened | NA | Magnetic sensor is provided | Waterborne PU polishing | Triple shutter- 2 Glass+ 1 mesh | NA | FW4 | Windmills of your Mind | Mesh provided | NA |  | Mortise lock
Secondary | Fenestration | French Door | Timber |  |  |  | French door 4 | MFN015067 |  | French door 4- WOYM |  |  | Nos |  | 44181000 |  | No |  | No | Yes, Branded | No | Approved |  |  | MGPO01 | [8 empty] | 7 | 150 |  | Yes | NA |  | MFNQ0001 | NA | [9 empty] | NA | Matte |  |  |  | Sliding | 8mm clear heat strengthened | NA | Magnetic sensor is provided | Waterborne PU polishing | Double shutter- Glass | NA | FW4 | Windmills of your Mind | NA | NA |  | Mortise lock
Secondary | Fenestration | French Door | Timber |  |  |  | French door 4 | MFN015068 |  | French door 4- WOYM |  |  | Nos |  | 44181000 |  | No |  | No | Yes, Branded | No | Approved |  |  | MGPO01 | [8 empty] | 7 | 150 |  | Yes | NA |  | MFNQ0001 | NA | [9 empty] | NA | Matte |  |  |  | Sliding | 8mm clear heat strengthened | NA | NA | Waterborne PU polishing | Triple shutter- 2 Glass+ 1 mesh | NA | FW4 | Windmills of your Mind | Mesh provided | NA |  | Mortise lock
Secondary | Fenestration | French Door | Timber |  |  |  | French door 4 | MFN015069 |  | French door 4- WOYM |  |  | Nos |  | 44181000 |  | No |  | No | Yes, Branded | No | Approved |  |  | MGPO01 | [8 empty] | 7 | 150 |  | Yes | NA |  | MFNQ0001 | NA | [9 empty] | NA | Matte |  |  |  | Sliding | 8mm clear heat strengthened | NA | NA | Waterborne PU polishing | Double shutter- Glass | NA | FW4 | Windmills of your Mind | NA | NA |  | Mortise lock
Secondary | Fenestration | French Door | Timber |  |  |  | French door 5 | MFN015070 |  | French door 5- WOYM |  |  | Nos |  | 44181000 |  | No |  | No | Yes, Branded | No | Approved |  |  | MGPO01 | [8 empty] | 7 | 150 |  | Yes | NA |  | MFNQ0001 | NA | [9 empty] | NA | Matte | 4972 | 2130 | 204 | Sliding | 8mm clear heat strengthened | NA | Magnetic sensor is provided | Waterborne PU polishing | Triple shutter- 2 Glass+ 1 mesh | NA | FW5 | Windmills of your Mind | Mesh provided | NA |  | Mortise lock
Secondary | Fenestration | French Door | Timber |  |  |  | French door 5 | MFN015071 |  | French door 5- WOYM |  |  | Nos |  | 44181000 |  | No |  | No | Yes, Branded | No | Approved |  |  | MGPO01 | [8 empty] | 7 | 150 |  | Yes | NA |  | MFNQ0001 | NA | [9 empty] | NA | Matte | 4972 | 2130 | 204 | Sliding | 8mm clear heat strengthened | NA | Magnetic sensor is provided | Waterborne PU polishing | Double shutter- Glass | NA | FW5 | Windmills of your Mind | NA | NA |  | Mortise lock
Secondary | Fenestration | French Door | Timber |  |  |  | French door 5 | MFN015072 |  | French door 5- WOYM |  |  | Nos |  | 44181000 |  | No |  | No | Yes, Branded | No | Approved |  |  | MGPO01 | [8 empty] | 7 | 150 |  | Yes | NA |  | MFNQ0001 | NA | [9 empty] | NA | Matte | 4972 | 2130 | 204 | Sliding | 8mm clear heat strengthened | NA | NA | Waterborne PU polishing | Triple shutter- 2 Glass+ 1 mesh | NA | FW5 | Windmills of your Mind | Mesh provided | NA |  | Mortise lock
Secondary | Fenestration | French Door | Timber |  |  |  | French door 5 | MFN015073 |  | French door 5- WOYM |  |  | Nos |  | 44181000 |  | No |  | No | Yes, Branded | No | Approved |  |  | MGPO01 | [8 empty] | 7 | 150 |  | Yes | NA |  | MFNQ0001 | NA | [9 empty] | NA | Matte | 4972 | 2130 | 204 | Sliding | 8mm clear heat strengthened | NA | NA | Waterborne PU polishing | Double shutter- Glass | NA | FW5 | Windmills of your Mind | NA | NA |  | Mortise lock
Secondary | Fenestration | French Door | Timber |  |  |  | French door 6 | MFN015074 |  | French door 6- WOYM |  |  | Nos |  | 44181000 |  | No |  | No | Yes, Branded | No | Approved |  |  | MGPO01 | [8 empty] | 7 | 150 |  | Yes | NA |  | MFNQ0001 | NA | [9 empty] | NA | Matte | 3622 | 2130 | 204 | Sliding | 8mm clear heat strengthened | NA | Magnetic sensor is provided | Waterborne PU polishing | Triple shutter- 2 Glass+ 1 mesh | NA | FW6 | Windmills of your Mind | Mesh provided | NA |  | Mortise lock
Secondary | Fenestration | French Door | Timber |  |  |  | French door 6 | MFN015075 |  | French door 6- WOYM |  |  | Nos |  | 44181000 |  | No |  | No | Yes, Branded | No | Approved |  |  | MGPO01 | [8 empty] | 7 | 150 |  | Yes | NA |  | MFNQ0001 | NA | [9 empty] | NA | Matte | 3622 | 2130 | 204 | Sliding | 8mm clear heat strengthened | NA | Magnetic sensor is provided | Waterborne PU polishing | Double shutter- Glass | NA | FW6 | Windmills of your Mind | NA | NA |  | Mortise lock
Secondary | Fenestration | French Door | Timber |  |  |  | French door 6 | MFN015076 |  | French door 6- WOYM |  |  | Nos |  | 44181000 |  | No |  | No | Yes, Branded | No | Approved |  |  | MGPO01 | [8 empty] | 7 | 150 |  | Yes | NA |  | MFNQ0001 | NA | [9 empty] | NA | Matte | 3622 | 2130 | 204 | Sliding | 8mm clear heat strengthened | NA | NA | Waterborne PU polishing | Triple shutter- 2 Glass+ 1 mesh | NA | FW6 | Windmills of your Mind | Mesh provided | NA |  | Mortise lock
Secondary | Fenestration | French Door | Timber |  |  |  | French door 6 | MFN015077 |  | French door 6- WOYM |  |  | Nos |  | 44181000 |  | No |  | No | Yes, Branded | No | Approved |  |  | MGPO01 | [8 empty] | 7 | 150 |  | Yes | NA |  | MFNQ0001 | NA | [9 empty] | NA | Matte | 3622 | 2130 | 204 | Sliding | 8mm clear heat strengthened | NA | NA | Waterborne PU polishing | Double shutter- Glass | NA | FW6 | Windmills of your Mind | NA | NA |  | Mortise lock
Secondary | Fenestration | French Door | Timber |  |  |  | French door 7 | MFN015078 |  | French door 7- WOYM |  |  | Nos |  | 44181000 |  | No |  | No | Yes, Branded | No | Approved |  |  | MGPO01 | [8 empty] | 7 | 150 |  | Yes | NA |  | MFNQ0001 | NA | [9 empty] | NA | Matte | 4532 | 2130 | 204 | Sliding | 8mm clear heat strengthened | NA | Magnetic sensor is provided | Waterborne PU polishing | Triple shutter- 2 Glass+ 1 mesh | NA | FW7 | Windmills of your Mind | Mesh provided | NA |  | Mortise lock
Secondary | Fenestration | French Door | Timber |  |  |  | French door 7 | MFN015079 |  | French door 7- WOYM |  |  | Nos |  | 44181000 |  | No |  | No | Yes, Branded | No | Approved |  |  | MGPO01 | [8 empty] | 7 | 150 |  | Yes | NA |  | MFNQ0001 | NA | [9 empty] | NA | Matte | 4532 | 2130 | 204 | Sliding | 8mm clear heat strengthened | NA | Magnetic sensor is provided | Waterborne PU polishing | Double shutter- Glass | NA | FW7 | Windmills of your Mind | NA | NA |  | Mortise lock
Secondary | Fenestration | French Door | Timber |  |  |  | French door 7 | MFN015080 |  | French door 7- WOYM |  |  | Nos |  | 44181000 |  | No |  | No | Yes, Branded | No | Approved |  |  | MGPO01 | [8 empty] | 7 | 150 |  | Yes | NA |  | MFNQ0001 | NA | [9 empty] | NA | Matte | 4532 | 2130 | 204 | Sliding | 8mm clear heat strengthened | NA | NA | Waterborne PU polishing | Triple shutter- 2 Glass+ 1 mesh | NA | FW7 | Windmills of your Mind | Mesh provided | NA |  | Mortise lock
Secondary | Fenestration | French Door | Timber |  |  |  | French door 7 | MFN015081 |  | French door 7- WOYM |  |  | Nos |  | 44181000 |  | No |  | No | Yes, Branded | No | Approved |  |  | MGPO01 | [8 empty] | 7 | 150 |  | Yes | NA |  | MFNQ0001 | NA | [9 empty] | NA | Matte | 4532 | 2130 | 204 | Sliding | 8mm clear heat strengthened | NA | NA | Waterborne PU polishing | Double shutter- Glass | NA | FW7 | Windmills of your Mind | NA | NA |  | Mortise lock
Secondary | Fenestration | French Door | Timber |  |  |  | French door 8 | MFN015082 |  | French door 8- WOYM |  |  | Nos |  | 44181000 |  | No |  | No | Yes, Branded | No | Approved |  |  | MGPO01 | [8 empty] | 7 | 150 |  | Yes | NA |  | MFNQ0001 | NA | [9 empty] | NA | Matte | 4972 | 2006 | 204 | Sliding | 8mm clear heat strengthened | NA | Magnetic sensor is provided | Waterborne PU polishing | Triple shutter- 2 Glass+ 1 mesh | NA | FW8 | Windmills of your Mind | Mesh provided | NA |  | Mortise lock
Secondary | Fenestration | French Door | Timber |  |  |  | French door 9 | MFN015083 |  | French door 9- WOYM |  |  | Nos |  | 44181000 |  | No |  | No | Yes, Branded | No | Approved |  |  | MGPO01 | [8 empty] | 7 | 150 |  | Yes | NA |  | MFNQ0001 | NA | [9 empty] | NA | Matte | 3622 | 2006 | 204 | Sliding | 8mm clear heat strengthened | NA | Magnetic sensor is provided | Waterborne PU polishing | Double shutter- Glass | NA | FW9 | Windmills of your Mind | NA | NA |  | Mortise lock
Secondary | Fenestration | French Door | Timber |  |  |  | French door 1 | MFN015084 |  | French door 1- TMFT |  |  | Nos |  | 44181000 |  | No |  | No | Yes, Branded | No | Approved |  |  | MGPO01 |  |  |  |  | Applicable | Applicable |  |  | 7 | 150 |  | Yes | NA |  | MFNQ0001 | NA | [9 empty] | NA | Matte | 6280 | 2100 | 180 | Sliding + Fixed | 8mm clear heat strengthened | NA | NA | Waterborne PU polishing | Double shutter + fixed- Glass | NA | FD01 | The Magic Faraway Tree | NA | NA |  | Mortise lock
Secondary | Fenestration | French Door | Timber |  |  |  | French door 1 | MFN015085 |  | French door 1- TMFT |  |  | Nos |  | 44181000 |  | No |  | No | Yes, Branded | No | Approved |  |  | MGPO01 |  |  |  |  | Applicable | Applicable |  |  | 7 | 150 |  | Yes | NA |  | MFNQ0001 | NA | [9 empty] | NA | Matte | 6280 | 2100 | 180 | Sliding + Fixed | 8mm clear heat strengthened | NA | NA | Waterborne PU polishing | Triple shutter- 2 Glass+ 1 mesh + Fixed | NA | FD01 | The Magic Faraway Tree | Mesh provided | NA |  | Mortise lock
Secondary | Fenestration | French Door | Timber |  |  |  | French door 1 | MFN015086 |  | French door 1- TMFT |  |  | Nos |  | 44181000 |  | No |  | No | Yes, Branded | No | Approved |  |  | MGPO01 |  |  |  |  | Applicable | Applicable |  |  | 7 | 150 |  | Yes | NA |  | MFNQ0001 | NA | [9 empty] | NA | Matte | 6280 | 2100 | 180 | Sliding + Fixed | 8mm clear heat strengthened | NA | Magnetic sensor is provided | Waterborne PU polishing | Double shutter + fixed- Glass | NA | FD01 | The Magic Faraway Tree | NA | NA |  | Mortise lock
Secondary | Fenestration | French Door | Timber |  |  |  | French door 1 | MFN015087 |  | French door 1- TMFT |  |  | Nos |  | 44181000 |  | No |  | No | Yes, Branded | No | Approved |  |  | MGPO01 |  |  |  |  | Applicable | Applicable |  |  | 7 | 150 |  | Yes | NA |  | MFNQ0001 | NA | [9 empty] | NA | Matte | 6280 | 2100 | 180 | Sliding + Fixed | 8mm clear heat strengthened | NA | Magnetic sensor is provided | Waterborne PU polishing | Triple shutter- 2 Glass+ 1 mesh + Fixed | NA | FD01 | The Magic Faraway Tree | Mesh provided | NA |  | Mortise lock
Secondary | Fenestration | French Door | Timber |  |  |  | French door 1 | MFN015088 |  | French door 1- TMFT |  |  | Nos |  | 44181000 |  | No |  | No | Yes, Branded | No | Approved |  |  | MGPO01 |  |  |  |  | Applicable | Applicable |  |  | 7 | 150 |  | Yes | NA |  | MFNQ0001 | NA | [9 empty] | NA | Matte | 6280 | 2100 | 180 | Sliding + Fixed | 8mm clear heat strengthened | NA | NA | Waterborne PU polishing | Double shutter + fixed- Glass | NA | FD01 | The Magic Faraway Tree | NA | NA |  | Mortise lock
Secondary | Fenestration | French Door | Timber |  |  |  | French door 1 | MFN015089 |  | French door 1- TMFT |  |  | Nos |  | 44181000 |  | No |  | No | Yes, Branded | No | Approved |  |  | MGPO01 |  |  |  |  | Applicable | Applicable |  |  | 7 | 150 |  | Yes | NA |  | MFNQ0001 | NA | [9 empty] | NA | Matte | 6280 | 2100 | 180 | Sliding + Fixed | 8mm clear heat strengthened | NA | NA | Waterborne PU polishing | Triple shutter- 2 Glass+ 1 mesh + Fixed | NA | FD01 | The Magic Faraway Tree | Mesh provided | NA |  | Mortise lock
Secondary | Fenestration | French Door | Timber |  |  |  | French door 1 | MFN015090 |  | French door 1- TMFT |  |  | Nos |  | 44181000 |  | No |  | No | Yes, Branded | No | Approved |  |  | MGPO01 |  |  |  |  | Applicable | Applicable |  |  | 7 | 150 |  | Yes | NA |  | MFNQ0001 | NA | [9 empty] | NA | Matte | 6280 | 2100 | 180 | Sliding + Fixed | 8mm clear heat strengthened | NA | Magnetic sensor is provided | Waterborne PU polishing | Double shutter + fixed- Glass | NA | FD01 | The Magic Faraway Tree | NA | NA |  | Mortise lock
Secondary | Fenestration | French Door | Timber |  |  |  | French door 1 | MFN015091 |  | French door 1- TMFT |  |  | Nos |  | 44181000 |  | No |  | No | Yes, Branded | No | Approved |  |  | MGPO01 |  |  |  |  | Applicable | Applicable |  |  | 7 | 150 |  | Yes | NA |  | MFNQ0001 | NA | [9 empty] | NA | Matte | 6280 | 2100 | 180 | Sliding + Fixed | 8mm clear heat strengthened | NA | Magnetic sensor is provided | Waterborne PU polishing | Triple shutter- 2 Glass+ 1 mesh + Fixed | NA | FD01 | The Magic Faraway Tree | Mesh provided | NA |  | Mortise lock
Secondary | Fenestration | French Door | Timber |  |  |  | French door 2 | MFN015092 |  | French door 2- TMFT |  |  | Nos |  | 44181000 |  | No |  | No | Yes, Branded | No | Approved |  |  | MGPO01 |  |  |  |  | Applicable | Applicable |  |  | 7 | 150 |  | Yes | NA |  | MFNQ0001 | NA | [9 empty] | NA | Matte | 2440 | 2100 | 180 | Sliding | 8mm clear heat strengthened | NA | NA | Waterborne PU polishing | Double shutter + fixed- Glass | NA | FD02 | The Magic Faraway Tree | NA | NA |  | Mortise lock
Secondary | Fenestration | French Door | Timber |  |  |  | French door 2 | MFN015093 |  | French door 2- TMFT |  |  | Nos |  | 44181000 |  | No |  | No | Yes, Branded | No | Approved |  |  | MGPO01 |  |  |  |  | Applicable | Applicable |  |  | 7 | 150 |  | Yes | NA |  | MFNQ0001 | NA | [9 empty] | NA | Matte | 2440 | 2100 | 180 | Sliding | 8mm clear heat strengthened | NA | NA | Waterborne PU polishing | Triple shutter- 2 Glass+ 1 mesh | NA | FD02 | The Magic Faraway Tree | Mesh provided | NA |  | Mortise lock
Secondary | Fenestration | French Door | Timber |  |  |  | French door 2 | MFN015094 |  | French door 2- TMFT |  |  | Nos |  | 44181000 |  | No |  | No | Yes, Branded | No | Approved |  |  | MGPO01 |  |  |  |  | Applicable | Applicable |  |  | 7 | 150 |  | Yes | NA |  | MFNQ0001 | NA | [9 empty] | NA | Matte | 2440 | 2100 | 180 | Sliding | 8mm clear heat strengthened | NA | Magnetic sensor is provided | Waterborne PU polishing | Double shutter- Glass | NA | FD02 | The Magic Faraway Tree | NA | NA |  | Mortise lock
Secondary | Fenestration | French Door | Timber |  |  |  | French door 2 | MFN015095 |  | French door 2- TMFT |  |  | Nos |  | 44181000 |  | No |  | No | Yes, Branded | No | Approved |  |  | MGPO01 |  |  |  |  | Applicable | Applicable |  |  | 7 | 150 |  | Yes | NA |  | MFNQ0001 | NA | [9 empty] | NA | Matte | 2440 | 2100 | 180 | Sliding | 8mm clear heat strengthened | NA | Magnetic sensor is provided | Waterborne PU polishing | Triple shutter- 2 Glass+ 1 mesh | NA | FD02 | The Magic Faraway Tree | Mesh provided | NA |  | Mortise lock
Secondary | Fenestration | French Door | Timber |  |  |  | French door 3 | MFN015096 |  | French door 3- TMFT |  |  | Nos |  | 44181000 |  | No |  | No | Yes, Branded | No | Approved |  |  | MGPO01 |  |  |  |  | Applicable | Applicable |  |  | 7 | 150 |  | Yes | NA |  | MFNQ0001 | NA | [9 empty] | NA | Matte | 1990 | 2100 | 180 | Sliding | 8mm clear heat strengthened | NA | NA | Waterborne PU polishing | Double shutter- Glass | NA | FD03 | The Magic Faraway Tree | NA | NA |  | Mortise lock
Secondary | Fenestration | French Door | Timber |  |  |  | French door 3 | MFN015097 |  | French door 3- TMFT |  |  | Nos |  | 44181000 |  | No |  | No | Yes, Branded | No | Approved |  |  | MGPO01 |  |  |  |  | Applicable | Applicable |  |  | 7 | 150 |  | Yes | NA |  | MFNQ0001 | NA | [9 empty] | NA | Matte | 1990 | 2100 | 180 | Sliding | 8mm clear heat strengthened | NA | NA | Waterborne PU polishing | Triple shutter- 2 Glass+ 1 mesh | NA | FD03 | The Magic Faraway Tree | Mesh provided | NA |  | Mortise lock
Secondary | Fenestration | French Door | Timber |  |  |  | French door 3 | MFN015098 |  | French door 3- TMFT |  |  | Nos |  | 44181000 |  | No |  | No | Yes, Branded | No | Approved |  |  | MGPO01 |  |  |  |  | Applicable | Applicable |  |  | 7 | 150 |  | Yes | NA |  | MFNQ0001 | NA | [9 empty] | NA | Matte | 1990 | 2100 | 180 | Sliding | 8mm clear heat strengthened | NA | Magnetic sensor is provided | Waterborne PU polishing | Double shutter- Glass | NA | FD03 | The Magic Faraway Tree | NA | NA |  | Mortise lock
Secondary | Fenestration | French Door | Timber |  |  |  | French door 3 | MFN015099 |  | French door 3- TMFT |  |  | Nos |  | 44181000 |  | No |  | No | Yes, Branded | No | Approved |  |  | MGPO01 |  |  |  |  | Applicable | Applicable |  |  | 7 | 150 |  | Yes | NA |  | MFNQ0001 | NA | [9 empty] | NA | Matte | 1990 | 2100 | 180 | Sliding | 8mm clear heat strengthened | NA | Magnetic sensor is provided | Waterborne PU polishing | Triple shutter- 2 Glass+ 1 mesh | NA | FD03 | The Magic Faraway Tree | Mesh provided | NA |  | Mortise lock
Secondary | Fenestration | French Door | Timber |  |  |  | French door 4 | MFN015100 |  | French door 4- TMFT |  |  | Nos |  | 44181000 |  | No |  | No | Yes, Branded | No | Approved |  |  | MGPO01 |  |  |  |  | Applicable | Applicable |  |  | 7 | 150 |  | Yes | NA |  | MFNQ0001 | NA | [9 empty] | NA | Matte | 3160 | 2100 | 180 | Sliding | 8mm clear heat strengthened | NA | NA | Waterborne PU polishing | Double shutter- Glass | NA | FD04 | The Magic Faraway Tree | NA | NA |  | Mortise lock
Secondary | Fenestration | French Door | Timber |  |  |  | French door 4 | MFN015101 |  | French door 4- TMFT |  |  | Nos |  | 44181000 |  | No |  | No | Yes, Branded | No | Approved |  |  | MGPO01 |  |  |  |  | Applicable | Applicable |  |  | 7 | 150 |  | Yes | NA |  | MFNQ0001 | NA | [9 empty] | NA | Matte | 3160 | 2100 | 180 | Sliding | 8mm clear heat strengthened | NA | NA | Waterborne PU polishing | Triple shutter- 2 Glass+ 1 mesh | NA | FD04 | The Magic Faraway Tree | Mesh provided | NA |  | Mortise lock
Secondary | Fenestration | French Door | Timber |  |  |  | French door 4 | MFN015102 |  | French door 4- TMFT |  |  | Nos |  | 44181000 |  | No |  | No | Yes, Branded | No | Approved |  |  | MGPO01 |  |  |  |  | Applicable | Applicable |  |  | 7 | 150 |  | Yes | NA |  | MFNQ0001 | NA | [9 empty] | NA | Matte | 3160 | 2100 | 180 | Sliding | 8mm clear heat strengthened | NA | Magnetic sensor is provided | Waterborne PU polishing | Double shutter- Glass | NA | FD04 | The Magic Faraway Tree | NA | NA |  | Mortise lock
Secondary | Fenestration | French Door | Timber |  |  |  | French door 4 | MFN015103 |  | French door 4- TMFT |  |  | Nos |  | 44181000 |  | No |  | No | Yes, Branded | No | Approved |  |  | MGPO01 |  |  |  |  | Applicable | Applicable |  |  | 7 | 150 |  | Yes | NA |  | MFNQ0001 | NA | [9 empty] | NA | Matte | 3160 | 2100 | 180 | Sliding | 8mm clear heat strengthened | NA | Magnetic sensor is provided | Waterborne PU polishing | Triple shutter- 2 Glass+ 1 mesh | NA | FD04 | The Magic Faraway Tree | Mesh provided | NA |  | Mortise lock
Secondary | Fenestration | French Door | Timber |  |  |  | French Door | MFN015104 |  | French Door- TMFT |  |  | Nos |  | 44181000 |  | No |  | No | Yes, Branded | No | Approved |  |  | MGPO01 | [8 empty] | 7 | 150 |  | Yes | NA |  | MFNQ0001 | NA | [9 empty] | NA | Matte | [5 empty] | NA |  | Waterborne PU polishing | Double shutter- Glass | NA | FG102 | Van Gogh's Garden |  | NA |  | Mortise lock
Secondary | Fenestration | French Door | Timber |  |  |  | French Door | MFN015105 |  | French Door- TMFT |  |  | Nos |  | 44181000 |  | No |  | No | Yes, Branded | No | Approved |  |  | MGPO01 | [8 empty] | 7 | 150 |  | Yes | NA |  | MFNQ0001 | NA | [9 empty] | NA | Matte | [5 empty] | NA |  | Waterborne PU polishing | Double shutter- Glass | NA | SW102 | Van Gogh's Garden |  | NA |  | Mortise lock
Secondary | Fenestration | French Door | Timber |  |  |  | French Door | MFN015106 |  | French Door- TMFT |  |  | Nos |  | 44181000 |  | No |  | No | Yes, Branded | No | Approved |  |  | MGPO01 | [8 empty] | 7 | 150 |  | Yes | NA |  | MFNQ0001 | NA | [9 empty] | NA | Matte | [5 empty] | NA |  | Waterborne PU polishing | Double shutter- Glass | NA | FD307 | Van Gogh's Garden |  | NA |  | Mortise lock
Secondary | Fenestration | French Door | Timber |  |  |  | French door 1 | MFN015107 |  | French door 1- VGG |  |  | Nos |  | 44181000 |  | No |  | No | Yes, Branded | No | Approved |  |  | MGPO01 | [8 empty] | 7 | 150 |  | Yes | NA |  | MFNQ0001 | NA | [9 empty] | NA | Matte | 4950 | 2715 | 170 | Sliding | 8mm clear heat strengthened | NA | Magnetic sensor is provided | Waterborne PU polishing | Triple shutter- 2 Glass+ 1 mesh | NA | FD1 | Van Gogh's Garden | Mesh provided | NA |  | Mortise lock
Secondary | Fenestration | French Door | Timber |  |  |  | French door 1 | MFN015108 |  | French door 1- VGG |  |  | Nos |  | 44181000 |  | No |  | No | Yes, Branded | No | Approved |  |  | MGPO01 | [8 empty] | 7 | 150 |  | Yes | NA |  | MFNQ0001 | NA | [9 empty] | NA | Matte | 4950 | 2715 | 170 | Sliding | 8mm clear heat strengthened | NA | NA | Waterborne PU polishing | Double shutter- Glass | NA | FD1 | Van Gogh's Garden | NA | NA |  | Mortise lock
Secondary | Fenestration | French Door | Timber |  |  |  | French door 2 | MFN015109 |  | French door 2- VGG |  |  | Nos |  | 44181000 |  | No |  | No | Yes, Branded | No | Approved |  |  | MGPO01 | [8 empty] | 7 | 150 |  | Yes | NA |  | MFNQ0001 | NA | [9 empty] | NA | Matte | 3675 | 2715 | 170 | Sliding | 8mm clear heat strengthened | NA | Magnetic sensor is provided | Waterborne PU polishing | Triple shutter- 2 Glass+ 1 mesh | NA | FD2 | Van Gogh's Garden | Mesh provided | NA |  | Mortise lock
Secondary | Fenestration | French Door | Timber |  |  |  | French door 2 | MFN015110 |  | French door 2- VGG |  |  | Nos |  | 44181000 |  | No |  | No | Yes, Branded | No | Approved |  |  | MGPO01 | [8 empty] | 7 | 150 |  | Yes | NA |  | MFNQ0001 | NA | [9 empty] | NA | Matte | 3675 | 2715 | 170 | Sliding | 8mm clear heat strengthened | NA | NA | Waterborne PU polishing | Double shutter- Glass | NA | FD2 | Van Gogh's Garden | NA | NA |  | Mortise lock
Secondary | Fenestration | French Door | Timber |  |  |  | French door 3 | MFN015111 |  | French door 3- VGG |  |  | Nos |  | 44181000 |  | No |  | No | Yes, Branded | No | Approved |  |  | MGPO01 | [8 empty] | 7 | 150 |  | Yes | NA |  | MFNQ0001 | NA | [9 empty] | NA | Matte | 4340 | 2715 | 170 | Sliding | 8mm clear heat strengthened | NA | Magnetic sensor is provided | Waterborne PU polishing | Triple shutter- 2 Glass+ 1 mesh | NA | FD3 | Van Gogh's Garden | Mesh provided | NA |  | Mortise lock
Secondary | Fenestration | French Door | Timber |  |  |  | French door 3 | MFN015112 |  | French door 3- VGG |  |  | Nos |  | 44181000 |  | No |  | No | Yes, Branded | No | Approved |  |  | MGPO01 | [8 empty] | 7 | 150 |  | Yes | NA |  | MFNQ0001 | NA | [9 empty] | NA | Matte | 4340 | 2715 | 170 | Sliding | 8mm clear heat strengthened | NA | NA | Waterborne PU polishing | Double shutter- Glass | NA | FD3 | Van Gogh's Garden | NA | NA |  | Mortise lock
Secondary | Fenestration | French Door | Timber |  |  |  | French door 4 | MFN015113 |  | French door 4- VGG |  |  | Nos |  | 44181000 |  | No |  | No | Yes, Branded | No | Approved |  |  | MGPO01 | [8 empty] | 7 | 150 |  | Yes | NA |  | MFNQ0001 | NA | [9 empty] | NA | Matte | 4680 | 5100 | 170 | Sliding | 8mm clear heat strengthened | NA | Magnetic sensor is provided | Waterborne PU polishing | Triple shutter- 2 Glass+ 1 mesh | NA | FD4 | Van Gogh's Garden | Mesh provided | NA |  | Mortise lock
Secondary | Fenestration | French Door | Timber |  |  |  | French door 4 | MFN015114 |  | French door 4- VGG |  |  | Nos |  | 44181000 |  | No |  | No | Yes, Branded | No | Approved |  |  | MGPO01 | [8 empty] | 7 | 150 |  | Yes | NA |  | MFNQ0001 | NA | [9 empty] | NA | Matte | 4680 | 5100 | 170 | Sliding | 8mm clear heat strengthened | NA | NA | Waterborne PU polishing | Double shutter- Glass | NA | FD4 | Van Gogh's Garden | NA | NA |  | Mortise lock
Secondary | Fenestration | French Door | Timber |  |  |  | French door 5 | MFN015115 |  | French door 5- VGG |  |  | Nos |  | 44181000 |  | No |  | No | Yes, Branded | No | Approved |  |  | MGPO01 | [8 empty] | 7 | 150 |  | Yes | NA |  | MFNQ0001 | NA | [9 empty] | NA | Matte | 4950 | 2100 | 170 | Sliding | 8mm clear heat strengthened | NA | Magnetic sensor is provided | Waterborne PU polishing | Triple shutter- 2 Glass+ 1 mesh | NA | FD5 | Van Gogh's Garden | Mesh provided | NA |  | Mortise lock
Secondary | Fenestration | French Door | Timber |  |  |  | French door 5 | MFN015116 |  | French door 5- VGG |  |  | Nos |  | 44181000 |  | No |  | No | Yes, Branded | No | Approved |  |  | MGPO01 | [8 empty] | 7 | 150 |  | Yes | NA |  | MFNQ0001 | NA | [9 empty] | NA | Matte | 4950 | 2100 | 170 | Sliding | 8mm clear heat strengthened | NA | NA | Waterborne PU polishing | Double shutter- Glass | NA | FD5 | Van Gogh's Garden | NA | NA |  | Mortise lock
Secondary | Fenestration | French Door | Timber |  |  |  | French door 6 | MFN015117 |  | French door 6- VGG |  |  | Nos |  | 44181000 |  | No |  | No | Yes, Branded | No | Approved |  |  | MGPO01 | [8 empty] | 7 | 150 |  | Yes | NA |  | MFNQ0001 | NA | [9 empty] | NA | Matte | 3675 | 2100 | 170 | Sliding | 8mm clear heat strengthened | NA | Magnetic sensor is provided | Waterborne PU polishing | Triple shutter- 2 Glass+ 1 mesh | NA | FD6 | Van Gogh's Garden | Mesh provided | NA |  | Mortise lock
Secondary | Fenestration | French Door | Timber |  |  |  | French door 6 | MFN015118 |  | French door 6- VGG |  |  | Nos |  | 44181000 |  | No |  | No | Yes, Branded | No | Approved |  |  | MGPO01 | [8 empty] | 7 | 150 |  | Yes | NA |  | MFNQ0001 | NA | [9 empty] | NA | Matte | 3675 | 2100 | 170 | Sliding | 8mm clear heat strengthened | NA | NA | Waterborne PU polishing | Double shutter- Glass | NA | FD6 | Van Gogh's Garden | NA | NA |  | Mortise lock
Secondary | Fenestration | French Door | Timber |  |  |  | French door 7 | MFN015119 |  | French door 7- VGG |  |  | Nos |  | 44181000 |  | No |  | No | Yes, Branded | No | Approved |  |  | MGPO01 | [8 empty] | 7 | 150 |  | Yes | NA |  | MFNQ0001 | NA | [9 empty] | NA | Matte | 4340 | 2100 | 170 | Sliding | 8mm clear heat strengthened | NA | Magnetic sensor is provided | Waterborne PU polishing | Triple shutter- 2 Glass+ 1 mesh | NA | FD7 | Van Gogh's Garden | Mesh provided | NA |  | Mortise lock
Secondary | Fenestration | French Door | Timber |  |  |  | French door 7 | MFN015120 |  | French door 7- VGG |  |  | Nos |  | 44181000 |  | No |  | No | Yes, Branded | No | Approved |  |  | MGPO01 | [8 empty] | 7 | 150 |  | Yes | NA |  | MFNQ0001 | NA | [9 empty] | NA | Matte | 4340 | 2100 | 170 | Sliding | 8mm clear heat strengthened | NA | NA | Waterborne PU polishing | Double shutter- Glass | NA | FD7 | Van Gogh's Garden | NA | NA |  | Mortise lock
Secondary | Fenestration | French Door | Timber |  |  |  | French door 9 | MFN015121 |  | French door 9- VGG |  |  | Nos |  | 44181000 |  | No |  | No | Yes, Branded | No | Approved |  |  | MGPO01 | [8 empty] | 7 | 150 |  | Yes | NA |  | MFNQ0001 | NA | [9 empty] | NA | Matte | 5650 | 2450 | 170 | Sliding | 8mm clear heat strengthened | NA | Magnetic sensor is provided | Waterborne PU polishing | Triple shutter- 2 Glass+ 1 mesh | NA | FD09 | Van Gogh's Garden | Mesh provided | NA |  | Mortise lock
Secondary | Fenestration | French Door | Timber |  |  |  | French door 10 | MFN015122 |  | French door 10- VGG |  |  | Nos |  | 44181000 |  | No |  | No | Yes, Branded | No | Approved |  |  | MGPO01 | [8 empty] | 7 | 150 |  | Yes | NA |  | MFNQ0001 | NA | [9 empty] | NA | Matte | 3550 | 2450 | 170 | Sliding | 8mm clear heat strengthened | NA | Magnetic sensor is provided | Waterborne PU polishing | Triple shutter- 2 Glass+ 1 mesh | NA | FD10 | Van Gogh's Garden | Mesh provided | NA |  | Mortise lock
Secondary | Fenestration | French Door | Timber |  |  |  | French door 11 | MFN015123 |  | French door 11- VGG |  |  | Nos |  | 44181000 |  | No |  | No | Yes, Branded | No | Approved |  |  | MGPO01 | [8 empty] | 7 | 150 |  | Yes | NA |  | MFNQ0001 | NA | [9 empty] | NA | Matte | 2970 | 2450 | 170 | Sliding | 8mm clear heat strengthened | NA | Magnetic sensor is provided | Waterborne PU polishing | Triple shutter- 2 Glass+ 1 mesh | NA | FD11 | Van Gogh's Garden | Mesh provided | NA |  | Mortise lock
Secondary | Fenestration | French Door | Timber |  |  |  | French door 12 | MFN015124 |  | French door 12- VGG |  |  | Nos |  | 44181000 |  | No |  | No | Yes, Branded | No | Approved |  |  | MGPO01 | [8 empty] | 7 | 150 |  | Yes | NA |  | MFNQ0001 | NA | [9 empty] | NA | Matte | 3100 | 2100 | 170 | Sliding | 8mm clear heat strengthened | NA | Magnetic sensor is provided | Waterborne PU polishing | Triple shutter- 2 Glass+ 1 mesh | NA | FD12 | Van Gogh's Garden | Mesh provided | NA |  | Mortise lock
Secondary | Fenestration | French Door | Timber |  |  |  | French door 13 | MFN015125 |  | French door 13- VGG |  |  | Nos |  | 44181000 |  | No |  | No | Yes, Branded | No | Approved |  |  | MGPO01 | [8 empty] | 7 | 150 |  | Yes | NA |  | MFNQ0001 | NA | [9 empty] | NA | Matte | 2400 | 2100 | 170 | Sliding | 8mm clear heat strengthened | NA | Magnetic sensor is provided | Waterborne PU polishing | Triple shutter- 2 Glass+ 1 mesh | NA | FD13 | Van Gogh's Garden | Mesh provided | NA |  | Mortise lock
Secondary | Fenestration | French Door | Timber |  |  |  | French door 14 | MFN015126 |  | French door 14- VGG |  |  | Nos |  | 44181000 |  | No |  | No | Yes, Branded | No | Approved |  |  | MGPO01 | [8 empty] | 7 | 150 |  | Yes | NA |  | MFNQ0001 | NA | [9 empty] | NA | Matte | 3550 | 2100 | 170 | Sliding | 8mm clear heat strengthened | NA | Magnetic sensor is provided | Waterborne PU polishing | Triple shutter- 2 Glass+ 1 mesh | NA | FD14 | Van Gogh's Garden | Mesh provided | NA |  | Mortise lock
Secondary | Fenestration | French Door | Timber |  |  |  | French door 15 | MFN015127 |  | French door 15- VGG |  |  | Nos |  | 44181000 |  | No |  | No | Yes, Branded | No | Approved |  |  | MGPO01 | [8 empty] | 7 | 150 |  | Yes | NA |  | MFNQ0001 | NA | [9 empty] | NA | Matte | 2970 | 2100 | 170 | Sliding | 8mm clear heat strengthened | NA | Magnetic sensor is provided | Waterborne PU polishing | Triple shutter- 2 Glass+ 1 mesh | NA | FD15 | Van Gogh's Garden | Mesh provided | NA |  | Mortise lock
Secondary | Fenestration | French Door | Timber |  |  |  | French door 22 | MFN015128 |  | French door 22- VGG |  |  | Nos |  | 44181000 |  | No |  | No | Yes, Branded | No | Approved |  |  | MGPO01 | [8 empty] | 7 | 150 |  | Yes | NA |  | MFNQ0001 | NA | [9 empty] | NA | Matte | 2880 | 2450 | 170 | Sliding | 8mm clear heat strengthened | NA | Magnetic sensor is provided | Waterborne PU polishing | Triple shutter- 2 Glass+ 1 mesh | NA | FD22 | Van Gogh's Garden | Mesh provided | NA |  | Mortise lock
Secondary | Fenestration | French Door | Timber |  |  |  | French door 23 | MFN015129 |  | French door 23- VGG |  |  | Nos |  | 44181000 |  | No |  | No | Yes, Branded | No | Approved |  |  | MGPO01 | [8 empty] | 7 | 150 |  | Yes | NA |  | MFNQ0001 | NA | [9 empty] | NA | Matte | 2750 | 2100 | 170 | Sliding | 8mm clear heat strengthened | NA | Magnetic sensor is provided | Waterborne PU polishing | Triple shutter- 2 Glass+ 1 mesh | NA | FD23 | Van Gogh's Garden | Mesh provided | NA |  | Mortise lock
Secondary | Fenestration | French Door | Timber |  |  |  | French door 24 | MFN015130 |  | French door 24- VGG |  |  | Nos |  | 44181000 |  | No |  | No | Yes, Branded | No | Approved |  |  | MGPO01 | [8 empty] | 7 | 150 |  | Yes | NA |  | MFNQ0001 | NA | [9 empty] | NA | Matte | 2880 | 2100 | 170 | Sliding | 8mm clear heat strengthened | NA | Magnetic sensor is provided | Waterborne PU polishing | Triple shutter- 2 Glass+ 1 mesh | NA | FD24 | Van Gogh's Garden | Mesh provided | NA |  | Mortise lock
Secondary | Fenestration | French Door | Timber |  |  |  | French door 25 | MFN015131 |  | French door 25- VGG |  |  | Nos |  | 44181000 |  | No |  | No | Yes, Branded | No | Approved |  |  | MGPO01 | [8 empty] | 7 | 150 |  | Yes | NA |  | MFNQ0001 | NA | [9 empty] | NA | Matte | 4950 | 2525 | 170 | Sliding | 8mm clear heat strengthened | NA | Magnetic sensor is provided | Waterborne PU polishing | Triple shutter- 2 Glass+ 1 mesh | NA | FD25 | Van Gogh's Garden | Mesh provided | NA |  | Mortise lock
Secondary | Fenestration | French Door | Timber |  |  |  | French door 26 | MFN015132 |  | French door 26- VGG |  |  | Nos |  | 44181000 |  | No |  | No | Yes, Branded | No | Approved |  |  | MGPO01 | [8 empty] | 7 | 150 |  | Yes | NA |  | MFNQ0001 | NA | [9 empty] | NA | Matte | 3675 | 2525 | 170 | Sliding | 8mm clear heat strengthened | NA | Magnetic sensor is provided | Waterborne PU polishing | Triple shutter- 2 Glass+ 1 mesh | NA | FD26 | Van Gogh's Garden | Mesh provided | NA |  | Mortise lock
Secondary | Fenestration | French Door | Timber |  |  |  | French door 27 | MFN015133 |  | French door 27- VGG |  |  | Nos |  | 44181000 |  | No |  | No | Yes, Branded | No | Approved |  |  | MGPO01 | [8 empty] | 7 | 150 |  | Yes | NA |  | MFNQ0001 | NA | [9 empty] | NA | Matte | 4340 | 2525 | 170 | Sliding | 8mm clear heat strengthened | NA | Magnetic sensor is provided | Waterborne PU polishing | Triple shutter- 2 Glass+ 1 mesh | NA | FD27 | Van Gogh's Garden | Mesh provided | NA |  | Mortise lock
Secondary | Fenestration | French Door | Timber |  |  |  | French door 29 | MFN015134 |  | French door 29- VGG |  |  | Nos |  | 44181000 |  | No |  | No | Yes, Branded | No | Approved |  |  | MGPO01 | [8 empty] | 7 | 150 |  | Yes | NA |  | MFNQ0001 | NA | [9 empty] | NA | Matte | 4680 | 2525 | 170 | Sliding | 8mm clear heat strengthened | NA | Magnetic sensor is provided | Waterborne PU polishing | Triple shutter- 2 Glass+ 1 mesh | NA | FD29 | Van Gogh's Garden | Mesh provided | NA |  | Mortise lock
Secondary | Fenestration | French Door | Timber |  |  |  | French door 36 | MFN015135 |  | French door 36- VGG |  |  | Nos |  | 44181000 |  | No |  | No | Yes, Branded | No | Approved |  |  | MGPO01 | [8 empty] | 7 | 150 |  | Yes | NA |  | MFNQ0001 | NA | [9 empty] | NA | Matte |  |  | 170 | Sliding | 8mm clear heat strengthened | NA | Magnetic sensor is provided | Waterborne PU polishing | Triple shutter- 2 Glass+ 1 mesh | NA | FD36 | Van Gogh's Garden | Mesh provided | NA |  | Mortise lock
Secondary | Fenestration | French Door | Timber |  |  |  | French door 37 | MFN015136 |  | French door 37- VGG |  |  | Nos |  | 44181000 |  | No |  | No | Yes, Branded | No | Approved |  |  | MGPO01 | [8 empty] | 7 | 150 |  | Yes | NA |  | MFNQ0001 | NA | [9 empty] | NA | Matte |  |  | 170 | Sliding | 8mm clear heat strengthened | NA | Magnetic sensor is provided | Waterborne PU polishing | Triple shutter- 2 Glass+ 1 mesh | NA | FD37 | Van Gogh's Garden | Mesh provided | NA |  | Mortise lock
Secondary | Fenestration | French Door | Timber |  |  |  | French door 38 | MFN015137 |  | French door 38- VGG |  |  | Nos |  | 44181000 |  | No |  | No | Yes, Branded | No | Approved |  |  | MGPO01 | [8 empty] | 7 | 150 |  | Yes | NA |  | MFNQ0001 | NA | [9 empty] | NA | Matte |  |  | 170 | Sliding | 8mm clear heat strengthened | NA | Magnetic sensor is provided | Waterborne PU polishing | Triple shutter- 2 Glass+ 1 mesh | NA | FD38 | Van Gogh's Garden | Mesh provided | NA |  | Mortise lock
Secondary | Fenestration | French Door | Timber |  |  |  | French door 39 | MFN015138 |  | French door 39- VGG |  |  | Nos |  | 44181000 |  | No |  | No | Yes, Branded | No | Approved |  |  | MGPO01 | [8 empty] | 7 | 150 |  | Yes | NA |  | MFNQ0001 | NA | [9 empty] | NA | Matte |  |  | 170 | Sliding | 8mm clear heat strengthened | NA | Magnetic sensor is provided | Waterborne PU polishing | Triple shutter- 2 Glass+ 1 mesh | NA | FD39 | Van Gogh's Garden | Mesh provided | NA |  | Mortise lock
Secondary | Fenestration | French Door | Timber |  |  |  | French door 40 | MFN015139 |  | French door 40- VGG |  |  | Nos |  | 44181000 |  | No |  | No | Yes, Branded | No | Approved |  |  | MGPO01 | [8 empty] | 7 | 150 |  | Yes | NA |  | MFNQ0001 | NA | [9 empty] | NA | Matte |  |  | 170 | Sliding | 8mm clear heat strengthened | NA | Magnetic sensor is provided | Waterborne PU polishing | Triple shutter- 2 Glass+ 1 mesh | NA | FD40 | Van Gogh's Garden | Mesh provided | NA |  | Mortise lock

## Brand
Brand Code | Manufacturer's Name | Brand/Series | Manufacturer's Code | Manufacturer's Specification | Material Safety Data Sheet | Technical Drawing | 3D model | Country of Manufacture | Warranty Period in Years | Status | Approved Vendors | Shelf Life in Days | Packing List | Associated Materials
BFN000670 | Macine Crafts ¦ Wood works | Total Environment | D1-RH-WS-00-P043 |  | NA | TFN0001 |  | India | NA | Approved | 40579 | NA |  | MFN014875
BFN000671 | Macine Crafts ¦ Wood works | Total Environment | D1-LH-WS-00-P043 |  | NA | TFN0002 |  | India | NA | Approved | 40579 | NA |  | MFN014876
BFN000672 | Macine Crafts ¦ Wood works | Total Environment | D1-RH-WS-02-P043 |  | NA | TFN0003 |  | India | NA | Approved | 40579 | NA |  | MFN014877
BFN000673 | Macine Crafts ¦ Wood works | Total Environment | D1-LH-WS-02-P043 |  | NA | TFN0004 |  | India | NA | Approved | 40579 | NA |  | MFN014878
BFN000674 | Macine Crafts ¦ Wood works | Total Environment | D2-RH-FS-00-P043 |  | NA | TFN0005 |  | India | NA | Approved | 40579 | NA |  | MFN014879
BFN000675 | Macine Crafts ¦ Wood works | Total Environment | D2-LH-FS-00-P043 |  | NA | TFN0006 |  | India | NA | Approved | 40579 | NA |  | MFN014880
BFN000676 | Macine Crafts ¦ Wood works | Total Environment | D2-RH-WS-00-P043 |  | NA | TFN0007 |  | India | NA | Approved | 40579 | NA |  | MFN014881
BFN000677 | Macine Crafts ¦ Wood works | Total Environment | D2-LH-WS-00-P043 |  | NA | TFN0008 |  | India | NA | Approved | 40579 | NA |  | MFN014882
BFN000678 | Macine Crafts ¦ Wood works | Total Environment | D3-LH-FS-00-P043-D |  | NA | TFN0009 |  | India | NA | Approved | 40579 | NA |  | MFN014883
BFN000679 | Macine Crafts ¦ Wood works | Total Environment | D3-RH-FS-00-P043-D |  | NA | TFN0010 |  | India | NA | Approved | 40579 | NA |  | MFN014884
BFN000680 | Macine Crafts ¦ Wood works | Total Environment | D3-LH-WS-00-P043-D |  | NA | TFN0011 |  | India | NA | Approved | 40579 | NA |  | MFN014885
BFN000681 | Macine Crafts ¦ Wood works | Total Environment | D3-RH-WS-00-P043-D |  | NA | TFN0012 |  | India | NA | Approved | 40579 | NA |  | MFN014886
BFN000682 | Macine Crafts ¦ Wood works | Total Environment | D4-LH-FS-00-P043-D |  | NA | TFN0013 |  | India | NA | Approved | 40579 | NA |  | MFN014887
BFN000683 | Macine Crafts ¦ Wood works | Total Environment | D4-LH-WS-00-P043-D |  | NA | TFN0014 |  | India | NA | Approved | 40579 | NA |  | MFN014888
BFN000684 | Macine Crafts ¦ Wood works | Total Environment | D4-RH-FS-00-P043-D |  | NA | TFN0015 |  | India | NA | Approved | 40579 | NA |  | MFN014889
BFN000685 | Macine Crafts ¦ Wood works | Total Environment | D4-RH-WS-00-P043-D |  | NA | TFN0016 |  | India | NA | Approved | 40579 | NA |  | MFN014890
BFN000686 | Macine Crafts ¦ Wood works | Total Environment | D6-LH-WS-00-P043-D |  | NA | TFN0017 |  | India | NA | Approved | 40579 | NA |  | MFN014891
BFN000687 | Macine Crafts ¦ Wood works | Total Environment | D6-RH-WS-00-P043-D |  | NA | TFN0018 |  | India | NA | Approved | 40579 | NA |  | MFN014892
BFN000688 | Macine Crafts ¦ Wood works | Total Environment | Craftsmaster Door |  | NA |  |  | India | NA | Approved | 40579 | NA |  | MFN014893
BFN000689 | Macine Crafts ¦ Wood works | Total Environment | Craftsmaster Door |  | NA |  |  | India | NA | Approved | 40579 | NA |  | MFN014894
BFN000690 | Macine Crafts ¦ Wood works | Total Environment | D8-LH-WS-00-P043-D (Out Swing) |  | NA |  |  | India | NA | Approved | 40579 | NA |  | MFN014895
BFN000691 | Macine Crafts ¦ Wood works | Total Environment | D8-RH-WS-00-P043-D (Out Swing) |  | NA |  |  | India | NA | Approved | 40579 | NA |  | MFN014896
BFN000692 | Macine Crafts ¦ Wood works | Total Environment | D7-LS-00-00-P043-D |  | NA | TFN0019 |  | India | NA | Approved | 40579 | NA |  | MFN014897
BFN000693 | Macine Crafts ¦ Wood works | Total Environment | D7-RS-00-00-P043-D |  | NA | TFN0020 |  | India | NA | Approved | 40579 | NA |  | MFN014898
BFN000694 | Macine Crafts ¦ Wood works | Total Environment | D9-LS-00-00-P043-D |  | NA | TFN0021 |  | India | NA | Approved | 40579 | NA |  | MFN014899
BFN000695 | Macine Crafts ¦ Wood works | Total Environment | D9-RS-00-00-P043-D |  | NA | TFN0022 |  | India | NA | Approved | 40579 | NA |  | MFN014900
BFN000696 | Macine Crafts ¦ Wood works | Total Environment | DW1-LS-00-00-P043-D |  | NA | TFN0023 |  | India | NA | Approved | 40579 | NA |  | MFN014901
BFN000697 | Macine Crafts ¦ Wood works | Total Environment | DW1-RS-00-00-P043-D |  | NA | TFN0024 |  | India | NA | Approved | 40579 | NA |  | MFN014902
BFN000698 | Macine Crafts ¦ Wood works | Total Environment | D1-1.1-RH-WS-00-V.TK-00-180-W.TK-P053-D |  | NA | TFN0025 |  | India | NA | Approved | 40579 | NA |  | MFN014903
BFN000699 | Macine Crafts ¦ Wood works | Total Environment | D1-1.1-RH-WS-01-V.TK-00-180-W.TK-P053-D |  | NA | TFN0025 |  | India | NA | Approved | 40579 | NA |  | MFN014904
BFN000700 | Macine Crafts ¦ Wood works | Total Environment | D1-1.1-RH-WS-02-V.TK-00-180-W.TK-P053-D |  | NA | TFN0025 |  | India | NA | Approved | 40579 | NA |  | MFN014905
BFN000701 | Macine Crafts ¦ Wood works | Total Environment | D1-1.1-LH-WS-00-V.TK-00-180-W.TK-P053-D |  | NA | TFN0025 |  | India | NA | Approved | 40579 | NA |  | MFN014906
BFN000702 | Macine Crafts ¦ Wood works | Total Environment | D1-1.1-LH-WS-01-V.TK-00-180-W.TK-P053-D |  | NA | TFN0025 |  | India | NA | Approved | 40579 | NA |  | MFN014907
BFN000703 | Macine Crafts ¦ Wood works | Total Environment | D1-1.1-LH-WS-02-V.TK-00-180-W.TK-P053-D |  | NA | TFN0025 |  | India | NA | Approved | 40579 | NA |  | MFN014908
BFN000704 | Macine Crafts ¦ Wood works | Total Environment | D2-1.1-RH-FS-00-V.TK-00-150-W.TK-P053-D |  | NA | TFN0026 |  | India | NA | Approved | 40579 | NA |  | MFN014909
BFN000705 | Macine Crafts ¦ Wood works | Total Environment | D2-1.1-RH-WS-00-V.TK-00-150-W.TK-P053-D |  | NA | TFN0026 |  | India | NA | Approved | 40579 | NA |  | MFN014910
BFN000706 | Macine Crafts ¦ Wood works | Total Environment | D2-1.1-LH-FS-00-V.TK-00-150-W.TK-P053-D |  | NA | TFN0026 |  | India | NA | Approved | 40579 | NA |  | MFN014911
BFN000707 | Macine Crafts ¦ Wood works | Total Environment | D2-1.1-LH-WS-00-V.TK-00-150-W.TK-P053-D |  | NA | TFN0026 |  | India | NA | Approved | 40579 | NA |  | MFN014912
BFN000708 | Macine Crafts ¦ Wood works | Total Environment | D3-2.3-RH-FS-00-W.TK-06.ML.AN-180-W.TK-P053-D |  | NA | TFN0027 |  | India | NA | Approved | 40579 | NA |  | MFN014913
BFN000709 | Macine Crafts ¦ Wood works | Total Environment | D3-2.3-RH-WS-00-W.TK-06.ML.AN-180-W.TK-P053-D |  | NA | TFN0027 |  | India | NA | Approved | 40579 | NA |  | MFN014914
BFN000710 | Macine Crafts ¦ Wood works | Total Environment | D3-2.3-LH-FS-00-W.TK-06.ML.AN-180-W.TK-P053-D |  | NA | TFN0027 |  | India | NA | Approved | 40579 | NA |  | MFN014915
BFN000711 | Macine Crafts ¦ Wood works | Total Environment | D3-2.3-LH-WS-00-W.TK-06.ML.AN-180-W.TK-P053-D |  | NA | TFN0027 |  | India | NA | Approved | 40579 | NA |  | MFN014916
BFN000712 | Macine Crafts ¦ Wood works | Total Environment | D3-2.2-RH-FS-00-W.TK-00.00.00-150-W.TK-P053-D( OUTSWING) |  | NA | TFN0028 |  | India | NA | Approved | 40579 | NA |  | MFN014917
BFN000713 | Macine Crafts ¦ Wood works | Total Environment | D3-2.2-RH-WS-00-W.TK-00.00.00-150-W.TK-P053-D(OUTSWING) |  | NA | TFN0028 |  | India | NA | Approved | 40579 | NA |  | MFN014918
BFN000714 | Macine Crafts ¦ Wood works | Total Environment | D3-2.2-LH-FS-00-W.TK-00.00.00-150-W.TK-P053-D(OUTSWING) |  | NA | TFN0028 |  | India | NA | Approved | 40579 | NA |  | MFN014919
BFN000715 | Macine Crafts ¦ Wood works | Total Environment | D3-2.2-LH-WS-00-W.TK-00.00.00-150-W.TK-P053-D(OUTSWING) |  | NA | TFN0028 |  | India | NA | Approved | 40579 | NA |  | MFN014920
BFN000716 | Macine Crafts ¦ Wood works | Total Environment | DW2-LH-00-00-P053-D |  | NA | TFN0029 |  | India | NA | Approved | 40579 | NA |  | MFN014921
BFN000717 | Macine Crafts ¦ Wood works | Total Environment | DW2-RH-00-00-P053-D |  | NA | TFN0029 |  | India | NA | Approved | 40579 | NA |  | MFN014922
BFN000718 | Macine Crafts ¦ Wood works | Total Environment | D1-RH-WS-00-P064 |  | NA | TFN0030 |  | India | NA | Approved | 40579 | NA |  | MFN014923
BFN000719 | Macine Crafts ¦ Wood works | Total Environment | D1-LH-WS-00-P064 |  | NA | TFN0030 |  | India | NA | Approved | 40579 | NA |  | MFN014924
BFN000720 | Macine Crafts ¦ Wood works | Total Environment | D1-RH-FS-00-P064 |  | NA | TFN0030 |  | India | NA | Approved | 40579 | NA |  | MFN014925
BFN000721 | Macine Crafts ¦ Wood works | Total Environment | D1-LH-FS-00-P064 |  | NA | TFN0030 |  | India | NA | Approved | 40579 | NA |  | MFN014926
BFN000722 | Macine Crafts ¦ Wood works | Total Environment | D1-RH-FS-02-P064 |  | NA | TFN0030 |  | India | NA | Approved | 40579 | NA |  | MFN014927
BFN000723 | Macine Crafts ¦ Wood works | Total Environment | D1-LH-FS-02-P064 |  | NA | TFN0030 |  | India | NA | Approved | 40579 | NA |  | MFN014928
BFN000724 | Macine Crafts ¦ Wood works | Total Environment | D1-RH-WS-02-P064 |  | NA | TFN0030 |  | India | NA | Approved | 40579 | NA |  | MFN014929
BFN000725 | Macine Crafts ¦ Wood works | Total Environment | D1-LH-WS-02-P064 |  | NA | TFN0030 |  | India | NA | Approved | 40579 | NA |  | MFN014930
BFN000726 | Macine Crafts ¦ Wood works | Total Environment | D2-RH-FS-00-P064 |  | NA | TFN0030 |  | India | NA | Approved | 40579 | NA |  | MFN014931
BFN000727 | Macine Crafts ¦ Wood works | Total Environment | D2-LH-FS-00-P064 |  | NA | TFN0030 |  | India | NA | Approved | 40579 | NA |  | MFN014932
BFN000728 | Macine Crafts ¦ Wood works | Total Environment | D2-RH-WS-00-P064 |  | NA | TFN0030 |  | India | NA | Approved | 40579 | NA |  | MFN014933
BFN000729 | Macine Crafts ¦ Wood works | Total Environment | D2-LH-WS-00-P064 |  | NA | TFN0030 |  | India | NA | Approved | 40579 | NA |  | MFN014934
BFN000730 | Macine Crafts ¦ Wood works | Total Environment | D3-LH-FS-00-P064 |  | NA | TFN0030 |  | India | NA | Approved | 40579 | NA |  | MFN014935
BFN000731 | Macine Crafts ¦ Wood works | Total Environment | D3-RH-FS-00-P064 |  | NA | TFN0030 |  | India | NA | Approved | 40579 | NA |  | MFN014936
BFN000732 | Macine Crafts ¦ Wood works | Total Environment | D3-LH-WS-00-P064 |  | NA | TFN0030 |  | India | NA | Approved | 40579 | NA |  | MFN014937
BFN000733 | Macine Crafts ¦ Wood works | Total Environment | D3-RH-WS-00-P064 |  | NA | TFN0030 |  | India | NA | Approved | 40579 | NA |  | MFN014938
BFN000734 | Macine Crafts ¦ Wood works | Total Environment | D3.1-RH-WS-P064 |  | NA |  |  | India | NA | Approved | 40579 | NA |  | MFN014939
BFN000735 | Macine Crafts ¦ Wood works | Total Environment | D4-LH-FS-00-P064 |  | NA | TFN0030 |  | India | NA | Approved | 40579 | NA |  | MFN014940
BFN000736 | Macine Crafts ¦ Wood works | Total Environment | D4-LH-WS-00-P064 |  | NA | TFN0030 |  | India | NA | Approved | 40579 | NA |  | MFN014941
BFN000737 | Macine Crafts ¦ Wood works | Total Environment | D4-RH-FS-00-P064 |  | NA | TFN0030 |  | India | NA | Approved | 40579 | NA |  | MFN014942
BFN000738 | Macine Crafts ¦ Wood works | Total Environment | D4-RH-WS-00-P064 |  | NA | TFN0030 |  | India | NA | Approved | 40579 | NA |  | MFN014943
BFN000739 | Macine Crafts ¦ Wood works | Total Environment | D5-LH-FS-00-P064 |  | NA | TFN0031 |  | India | NA | Approved | 40579 | NA |  | MFN014944
BFN000740 | Macine Crafts ¦ Wood works | Total Environment | D5-LH-WS-00-P064 |  | NA | TFN0031 |  | India | NA | Approved | 40579 | NA |  | MFN014945
BFN000741 | Macine Crafts ¦ Wood works | Total Environment | D5-RH-FS-00-P064 |  | NA | TFN0031 |  | India | NA | Approved | 40579 | NA |  | MFN014946
BFN000742 | Macine Crafts ¦ Wood works | Total Environment | D5-RH-WS-00-P064 |  | NA | TFN0031 |  | India | NA | Approved | 40579 | NA |  | MFN014947
BFN000743 | Macine Crafts ¦ Wood works | Total Environment | D6-LH-FS-00-P064 |  | NA | TFN0031 |  | India | NA | Approved | 40579 | NA |  | MFN014948
BFN000744 | Macine Crafts ¦ Wood works | Total Environment | D6-LH-WS-00-P064 |  | NA | TFN0031 |  | India | NA | Approved | 40579 | NA |  | MFN014949
BFN000745 | Macine Crafts ¦ Wood works | Total Environment | D6-RH-FS-00-P064 |  | NA | TFN0031 |  | India | NA | Approved | 40579 | NA |  | MFN014950
BFN000746 | Macine Crafts ¦ Wood works | Total Environment | D6-RH-WS-00-P064 |  | NA | TFN0031 |  | India | NA | Approved | 40579 | NA |  | MFN014951
BFN000747 | Macine Crafts ¦ Wood works | Total Environment | D8-LH |  | NA | TFN0031 |  | India | NA | Approved | 40579 | NA |  | MFN014952
BFN000748 | Macine Crafts ¦ Wood works | Total Environment | D8-RH |  | NA | TFN0031 |  | India | NA | Approved | 40579 | NA |  | MFN014953
BFN000749 | Macine Crafts ¦ Wood works | Total Environment | D8.1-RH(Out Swing) |  | NA |  |  | India | NA | Approved | 40579 | NA |  | MFN014954
BFN000750 | Macine Crafts ¦ Wood works | Total Environment | D8.1-LH(Out Swing) |  | NA |  |  | India | NA | Approved | 40579 | NA |  | MFN014955
BFN000751 | Macine Crafts ¦ Wood works | Total Environment | D9-RH |  | NA |  |  | India | NA | Approved | 40579 | NA |  | MFN014956
BFN000752 | Macine Crafts ¦ Wood works | Total Environment | D9-LH |  | NA |  |  | India | NA | Approved | 40579 | NA |  | MFN014957
BFN000753 | Macine Crafts ¦ Wood works | Total Environment | D10 |  | NA |  |  | India | NA | Approved | 40579 | NA |  | MFN014958
BFN000754 | Macine Crafts ¦ Wood works | Total Environment | D12 |  | NA |  |  | India | NA | Approved | 40579 | NA |  | MFN014959
BFN000755 | Macine Crafts ¦ Wood works | Total Environment | DW307-RH-FS |  | NA |  |  | India | NA | Approved | 40579 | NA |  | MFN014960
BFN000756 | Macine Crafts ¦ Wood works | Total Environment | SD1-RS |  | NA | TFN0031 |  | India | NA | Approved | 40579 | NA |  | MFN014961
BFN000757 | Macine Crafts ¦ Wood works | Total Environment | SD1-LS |  | NA | TFN0031 |  | India | NA | Approved | 40579 | NA |  | MFN014962
BFN000758 | Macine Crafts ¦ Wood works | Total Environment | SD3-RS |  | NA |  |  | India | NA | Approved | 40579 | NA |  | MFN014963
BFN000759 | Macine Crafts ¦ Wood works | Total Environment | SD3-LS |  | NA |  |  | India | NA | Approved | 40579 | NA |  | MFN014964
BFN000760 | Macine Crafts ¦ Wood works | Total Environment | SD04 |  | NA |  |  | India | NA | Approved | 40579 | NA |  | MFN014965
BFN000761 | Macine Crafts ¦ Wood works | Total Environment | SD5 |  | NA |  |  | India | NA | Approved | 40579 | NA |  | MFN014966
BFN000762 | Macine Crafts ¦ Wood works | Total Environment | SD6-LS |  | NA |  |  | India | NA | Approved | 40579 | NA |  | MFN014967
BFN000763 | Macine Crafts ¦ Wood works | Total Environment | DW1-RS |  | NA | TFN0032 |  | India | NA | Approved | 40579 | NA |  | MFN014968
BFN000764 | Macine Crafts ¦ Wood works | Total Environment | DW1-LS |  | NA | TFN0032 |  | India | NA | Approved | 40579 | NA |  | MFN014969
BFN000765 | Macine Crafts ¦ Wood works | Total Environment | DW1.1-RS |  | NA |  |  | India | NA | Approved | 40579 | NA |  | MFN014970
BFN000766 | Macine Crafts ¦ Wood works | Total Environment | DW2-RH |  | NA | TFN0033 |  | India | NA | Approved | 40579 | NA |  | MFN014971
BFN000767 | Macine Crafts ¦ Wood works | Total Environment | DW2-LH |  | NA | TFN0033 |  | India | NA | Approved | 40579 | NA |  | MFN014972
BFN000768 | Signum fire protection | NA |  |  | NA |  |  | India | NA | Approved | 3006 | NA |  | MFN014973
BFN000769 | Window one inc | NA |  |  | NA |  |  | India | NA | Approved | 4818 | NA |  | MFN014974
BFN000770 | Macine Crafts ¦ Wood works | Total Environment | W-4.4N-2H-00-00-W.TK-0.6.CL.AN-115-W.TK |  | NA | TFN0034 |  | India | NA | Approved | 40579 | NA |  | MFN014975
BFN000771 | Macine Crafts ¦ Wood works | Total Environment | W-4.4N-2H-01-00-W.TK-0.6.CL.AN-115-W.TK |  | NA | TFN0035 |  | India | NA | Approved | 40579 | NA |  | MFN014976
BFN000772 | Macine Crafts ¦ Wood works | Total Environment | W-4.4N-2H-00-01-W.TK-0.6.CL.AN-115-W.TK |  | NA | TFN0034 |  | India | NA | Approved | 40579 | NA |  | MFN014977
BFN000773 | Macine Crafts ¦ Wood works | Total Environment | W-4.4N-2H-01-01-W.TK-0.6.CL.AN-115-W.TK |  | NA | TFN0035 |  | India | NA | Approved | 40579 | NA |  | MFN014978
BFN000774 | Macine Crafts ¦ Wood works | Total Environment | W.1.6E-LH-00-00-W.TK-0.6.ML.AN-115-W.TK |  | NA | TFN0036 |  | India | NA | Approved | 40579 | NA |  | MFN014979
BFN000775 | Macine Crafts ¦ Wood works | Total Environment | W.1.6E-LH-01-00-W.TK-0.6.ML.AN-115-W.TK |  | NA | TFN0037 |  | India | NA | Approved | 40579 | NA |  | MFN014980
BFN000776 | Macine Crafts ¦ Wood works | Total Environment | W.1.6E-LH-00-01-W.TK-0.6.ML.AN-115-W.TK |  | NA | TFN0036 |  | India | NA | Approved | 40579 | NA |  | MFN014981
BFN000777 | Macine Crafts ¦ Wood works | Total Environment | W.1.6E-LH-01-01-W.TK-0.6.ML.AN-115-W.TK |  | NA | TFN0037 |  | India | NA | Approved | 40579 | NA |  | MFN014982
BFN000778 | Macine Crafts ¦ Wood works | Total Environment | W.1.6E-RH-00-00-W.TK-0.6.ML.AN-115-W.TK |  | NA | TFN0038 |  | India | NA | Approved | 40579 | NA |  | MFN014983
BFN000779 | Macine Crafts ¦ Wood works | Total Environment | W.1.6E-RH-01-00-W.TK-0.6.ML.AN-115-W.TK |  | NA | TFN0039 |  | India | NA | Approved | 40579 | NA |  | MFN014984
BFN000780 | Macine Crafts ¦ Wood works | Total Environment | W.1.6E-RH-00-01-W.TK-0.6.ML.AN-115-W.TK |  | NA | TFN0038 |  | India | NA | Approved | 40579 | NA |  | MFN014985
BFN000781 | Macine Crafts ¦ Wood works | Total Environment | W.1.6E-RH-01-01-W.TK-0.6.ML.AN-115-W.TK |  | NA | TFN0039 |  | India | NA | Approved | 40579 | NA |  | MFN014986
BFN000782 | Macine Crafts ¦ Wood works | Total Environment | W-3.6E-TH-00-00-W.TK-0.6.CL.AN-115-W.TK |  | NA | TFN0040 |  | India | NA | Approved | 40579 | NA |  | MFN014987
BFN000783 | Macine Crafts ¦ Wood works | Total Environment | W-3.6E-TH-01-00-W.TK-0.6.CL.AN-115-W.TK |  | NA | TFN0041 |  | India | NA | Approved | 40579 | NA |  | MFN014988
BFN000784 | Macine Crafts ¦ Wood works | Total Environment | W-3.6E-TH-00-01-W.TK-0.6.CL.AN-115-W.TK |  | NA | TFN0042 |  | India | NA | Approved | 40579 | NA |  | MFN014989
BFN000785 | Macine Crafts ¦ Wood works | Total Environment | W-3.6E-TH-01-01-W.TK-0.6.CL.AN-115-W.TK |  | NA | TFN0043 |  | India | NA | Approved | 40579 | NA |  | MFN014990
BFN000786 | Macine Crafts ¦ Wood works | Total Environment | W-4.6TH-00-00-W.TK-0.6.CL.AN-115-W.TK |  | NA | TFN0044 |  | India | NA | Approved | 40579 | NA |  | MFN014991
BFN000787 | Macine Crafts ¦ Wood works | Total Environment | W-4.6TH-01-00-W.TK-0.6.CL.AN-115-W.TK |  | NA | TFN0045 |  | India | NA | Approved | 40579 | NA |  | MFN014992
BFN000788 | Macine Crafts ¦ Wood works | Total Environment | W-4.6TH-00-01-W.TK-0.6.CL.AN-115-W.TK |  | NA | TFN0044 |  | India | NA | Approved | 40579 | NA |  | MFN014993
BFN000789 | Macine Crafts ¦ Wood works | Total Environment | W-4.6TH-01-01-W.TK-0.6.CL.AN-115-W.TK |  | NA | TFN0045 |  | India | NA | Approved | 40579 | NA |  | MFN014994
BFN000790 | Macine Crafts ¦ Wood works | Total Environment | W-1.1E-LH-00-00-W.TK-0.6.ML.AN-115-W.TK |  | NA | TFN0046 |  | India | NA | Approved | 40579 | NA |  | MFN014995
BFN000791 | Macine Crafts ¦ Wood works | Total Environment | W-1.1E-LH-01-00-W.TK-0.6.ML.AN-115-W.TK |  | NA | TFN0047 |  | India | NA | Approved | 40579 | NA |  | MFN014996
BFN000792 | Macine Crafts ¦ Wood works | Total Environment | W-1.1E-LH-00-01-W.TK-0.6.ML.AN-115-W.TK |  | NA | TFN0046 |  | India | NA | Approved | 40579 | NA |  | MFN014997
BFN000793 | Macine Crafts ¦ Wood works | Total Environment | W-1.1E-LH-01-01-W.TK-0.6.ML.AN-115-W.TK |  | NA | TFN0047 |  | India | NA | Approved | 40579 | NA |  | MFN014998
BFN000794 | Macine Crafts ¦ Wood works | Total Environment | W-1.1E-RH-00-00-W.TK-0.6.ML.AN-115-W.TK |  | NA | TFN0048 |  | India | NA | Approved | 40579 | NA |  | MFN014999
BFN000795 | Macine Crafts ¦ Wood works | Total Environment | W-1.1E-RH-01-00-W.TK-0.6.ML.AN-115-W.TK |  | NA | TFN0049 |  | India | NA | Approved | 40579 | NA |  | MFN015000
BFN000796 | Macine Crafts ¦ Wood works | Total Environment | W-1.1E-RH-00-01-W.TK-0.6.ML.AN-115-W.TK |  | NA | TFN0048 |  | India | NA | Approved | 40579 | NA |  | MFN015001
BFN000797 | Macine Crafts ¦ Wood works | Total Environment | W-1.1E-RH-01-01-W.TK-0.6.ML.AN-115-W.TK |  | NA | TFN0049 |  | India | NA | Approved | 40579 | NA |  | MFN015002
BFN000798 | Macine Crafts ¦ Wood works | Total Environment | W01-LS-00-00-P043-D |  | NA | TFN0050 |  | India | NA | Approved | 40579 | NA |  | MFN015003
BFN000799 | Macine Crafts ¦ Wood works | Total Environment | W01-LS-01-00-P043-D |  | NA | TFN0051 |  | India | NA | Approved | 40579 | NA |  | MFN015004
BFN000800 | Macine Crafts ¦ Wood works | Total Environment | W01-LS-00-01-P043-D |  | NA | TFN0052 |  | India | NA | Approved | 40579 | NA |  | MFN015005
BFN000801 | Macine Crafts ¦ Wood works | Total Environment | W01-LS-01-01-P043-D |  | NA | TFN0053 |  | India | NA | Approved | 40579 | NA |  | MFN015006
BFN000802 | Macine Crafts ¦ Wood works | Total Environment | W02-FX-00-00-P043-D |  | NA | TFN0054 |  | India | NA | Approved | 40579 | NA |  | MFN015007
BFN000803 | Macine Crafts ¦ Wood works | Total Environment | W8-00-00-P053-D |  | NA | TFN0055 |  | India | NA | Approved | 40579 | NA |  | MFN015008
BFN000804 | Macine Crafts ¦ Wood works | Total Environment | W8-01-00-P053-D |  | NA | TFN0055 |  | India | NA | Approved | 40579 | NA |  | MFN015009
BFN000805 | Macine Crafts ¦ Wood works | Total Environment | W9-00-00-P053-D |  | NA | TFN0056 |  | India | NA | Approved | 40579 | NA |  | MFN015010
BFN000806 | Macine Crafts ¦ Wood works | Total Environment | W9-01-00-P053-D |  | NA | TFN0056 |  | India | NA | Approved | 40579 | NA |  | MFN015011
BFN000807 | Macine Crafts ¦ Wood works | Total Environment | W12-FX-01-00-P053-D |  | NA | TFN0057 |  | India | NA | Approved | 40579 | NA |  | MFN015012
BFN000808 | Macine Crafts ¦ Wood works | Total Environment | W12-FX-00-00-P053-D |  | NA | TFN0057 |  | India | NA | Approved | 40579 | NA |  | MFN015013
BFN000809 | Macine Crafts ¦ Wood works | Total Environment | W13-FX-00-00-P053-D |  | NA | TFN0058 |  | India | NA | Approved | 40579 | NA |  | MFN015014
BFN000810 | Macine Crafts ¦ Wood works | Total Environment | W14-FX-00-00-P053-D |  | NA | TFN0059 |  | India | NA | Approved | 40579 | NA |  | MFN015015
BFN000811 | Macine Crafts ¦ Wood works | Total Environment | W15-FX-00-00-P053-D |  | NA | TFN0060 |  | India | NA | Approved | 40579 | NA |  | MFN015016
BFN000812 | Macine Crafts ¦ Wood works | Total Environment | W16-FX-00-00-P053-D |  | NA | TFN0061 |  | India | NA | Approved | 40579 | NA |  | MFN015017
BFN000813 | Macine Crafts ¦ Wood works | Total Environment | W1-2H-01-00-P064 |  | NA | TFN0062 |  | India | NA | Approved | 40579 | NA |  | MFN015018
BFN000814 | Macine Crafts ¦ Wood works | Total Environment | W2-RH-01-00-P064 |  | NA | TFN0062 |  | India | NA | Approved | 40579 | NA |  | MFN015019
BFN000815 | Macine Crafts ¦ Wood works | Total Environment | W2-LH-01-00-P064 |  | NA | TFN0062 |  | India | NA | Approved | 40579 | NA |  | MFN015020
BFN000816 | Macine Crafts ¦ Wood works | Total Environment | W3-LH-01-00-P064 |  | NA | TFN0062 |  | India | NA | Approved | 40579 | NA |  | MFN015021
BFN000817 | Macine Crafts ¦ Wood works | Total Environment | W3-RH-01-00-P064 |  | NA | TFN0062 |  | India | NA | Approved | 40579 | NA |  | MFN015022
BFN000818 | Macine Crafts ¦ Wood works | Total Environment | W4-RH-01-00-P064 |  | NA | TFN0062 |  | India | NA | Approved | 40579 | NA |  | MFN015023
BFN000819 | Macine Crafts ¦ Wood works | Total Environment | W4-LH-01-00-P064 |  | NA | TFN0062 |  | India | NA | Approved | 40579 | NA |  | MFN015024
BFN000820 | Macine Crafts ¦ Wood works | Total Environment | W5-RH-01-00-P064 |  | NA | TFN0063 |  | India | NA | Approved | 40579 | NA |  | MFN015025
BFN000821 | Macine Crafts ¦ Wood works | Total Environment | W5-LH-01-00-P064 |  | NA | TFN0063 |  | India | NA | Approved | 40579 | NA |  | MFN015026
BFN000822 | Macine Crafts ¦ Wood works | Total Environment | W8 |  | NA | TFN0063 |  | India | NA | Approved | 40579 | NA |  | MFN015027
BFN000823 | Macine Crafts ¦ Wood works | Total Environment | W8.1 |  | NA |  |  | India | NA | Approved | 40579 | NA |  | MFN015028
BFN000824 | Macine Crafts ¦ Wood works | Total Environment | W9-RH-01-00-P064 |  | NA | TFN0063 |  | India | NA | Approved | 40579 | NA |  | MFN015029
BFN000825 | Macine Crafts ¦ Wood works | Total Environment | W10 |  | NA | TFN0063 |  | India | NA | Approved | 40579 | NA |  | MFN015030
BFN000826 | Macine Crafts ¦ Wood works | Total Environment | W11.1 |  | NA |  |  | India | NA | Approved | 40579 | NA |  | MFN015031
BFN000827 | Macine Crafts ¦ Wood works | Total Environment | W12 |  | NA | TFN0064 |  | India | NA | Approved | 40579 | NA |  | MFN015032
BFN000828 | Macine Crafts ¦ Wood works | Total Environment | W14 |  | NA | TFN0064 |  | India | NA | Approved | 40579 | NA |  | MFN015033
BFN000829 | Macine Crafts ¦ Wood works | Total Environment | W26 |  | NA |  |  | India | NA | Approved | 40579 | NA |  | MFN015034
BFN000830 | Macine Crafts ¦ Wood works | Total Environment | W27-2H-01-00-P064 |  | NA |  |  | India | NA | Approved | 40579 | NA |  | MFN015035
BFN000831 | Macine Crafts ¦ Wood works | Total Environment | W28 |  | NA |  |  | India | NA | Approved | 40579 | NA |  | MFN015036
BFN000832 | Macine Crafts ¦ Wood works | Total Environment | W29-LH-01-00-P064 |  | NA | TFN0065 |  | India | NA | Approved | 40579 | NA |  | MFN015037
BFN000833 | Macine Crafts ¦ Wood works | Total Environment | W29-RH-01-00-P064 |  | NA | TFN0065 |  | India | NA | Approved | 40579 | NA |  | MFN015038
BFN000834 | Macine Crafts ¦ Wood works | Total Environment | W30-LH-01-00-P064 |  | NA | TFN0065 |  | India | NA | Approved | 40579 | NA |  | MFN015039
BFN000835 | Macine Crafts ¦ Wood works | Total Environment | W30-RH-01-00-P064 |  | NA | TFN0065 |  | India | NA | Approved | 40579 | NA |  | MFN015040
BFN000836 | Macine Crafts ¦ Wood works | Total Environment | V0 |  | NA |  |  | India | NA | Approved | 40579 | NA |  | MFN015041
BFN000837 | Macine Crafts ¦ Wood works | Total Environment | V1 |  | NA |  |  | India | NA | Approved | 40579 | NA |  | MFN015042
BFN000838 | Macine Crafts ¦ Wood works | Total Environment | W5Ext-RH-01-00-P064 |  | NA |  |  | India | NA | Approved | 40579 | NA |  | MFN015043
BFN000839 | Macine Crafts ¦ Wood works | Total Environment | W1Ext-2H-01-00-P064 |  | NA |  |  | India | NA | Approved | 40579 | NA |  | MFN015044
BFN000840 | Southeren glazed systems | Domal | GP01 |  | NA |  |  | India | NA | Approved | 3450 | NA |  | MFN015045
BFN000841 | Southeren glazed systems | Domal | GP02 |  | NA |  |  | India | NA | Approved | 3450 | NA |  | MFN015046
BFN000842 | Southeren glazed systems | Domal | GP03 |  | NA |  |  | India | NA | Approved | 3450 | NA |  | MFN015047
BFN000843 | Southeren glazed systems | Domal | GP04 |  | NA |  |  | India | NA | Approved | 3450 | NA |  | MFN015048
BFN000844 | Window one inc | NA | NA |  | NA |  |  | India | NA | Approved | 4818 | NA |  | MFN015049
BFN000845 | Window one inc | NA | NA |  | NA |  |  | India | NA | Approved | 4818 | NA |  | MFN015050
BFN000846 | Window one inc | NA | NA |  | NA |  |  | India | NA | Approved | 4818 | NA |  | MFN015051
BFN000847 | Window one inc | NA | NA |  | NA |  |  | India | NA | Approved | 4818 | NA |  | MFN015052
BFN000848 | Window one inc | NA | NA |  | NA |  |  | India | NA | Approved | 4818 | NA |  | MFN015053
BFN000849 | Macine Crafts ¦ Wood works | Total Environment | FD01-01-01-P043-D |  | NA | TFN0066 |  | India | NA | Approved | 40579 | NA |  | MFN015054
BFN000850 | Macine Crafts ¦ Wood works | Total Environment | FD01-00-01-P043-D |  | NA | TFN0067 |  | India | NA | Approved | 40579 | NA |  | MFN015055
BFN000851 | Macine Crafts ¦ Wood works | Total Environment | FD01-01-00-P043-D |  | NA | TFN0068 |  | India | NA | Approved | 40579 | NA |  | MFN015056
BFN000852 | Macine Crafts ¦ Wood works | Total Environment | FD01-00-00-P043-D |  | NA | TFN0069 |  | India | NA | Approved | 40579 | NA |  | MFN015057
BFN000853 | Macine Crafts ¦ Wood works | Total Environment | FD02-01-01-P043-D |  | NA | TFN0070 |  | India | NA | Approved | 40579 | NA |  | MFN015058
BFN000854 | Macine Crafts ¦ Wood works | Total Environment | FD02-00-01-P043-D |  | NA | TFN0071 |  | India | NA | Approved | 40579 | NA |  | MFN015059
BFN000855 | Macine Crafts ¦ Wood works | Total Environment | FD02-01-00-P043-D |  | NA | TFN0072 |  | India | NA | Approved | 40579 | NA |  | MFN015060
BFN000856 | Macine Crafts ¦ Wood works | Total Environment | FD02-00-00-P043-D |  | NA | TFN0073 |  | India | NA | Approved | 40579 | NA |  | MFN015061
BFN000857 | Macine Crafts ¦ Wood works | Total Environment | FD03-01-01-P043-D |  | NA | TFN0074 |  | India | NA | Approved | 40579 | NA |  | MFN015062
BFN000858 | Macine Crafts ¦ Wood works | Total Environment | FD03-00-01-P043-D |  | NA | TFN0075 |  | India | NA | Approved | 40579 | NA |  | MFN015063
BFN000859 | Macine Crafts ¦ Wood works | Total Environment | FD03-01-00-P043-D |  | NA | TFN0076 |  | India | NA | Approved | 40579 | NA |  | MFN015064
BFN000860 | Macine Crafts ¦ Wood works | Total Environment | FD03-00-00-P043-D |  | NA | TFN0077 |  | India | NA | Approved | 40579 | NA |  | MFN015065
BFN000861 | Macine Crafts ¦ Wood works | Total Environment | FD04-01-01-P043-D |  | NA |  |  | India | NA | Approved | 40579 | NA |  | MFN015066
BFN000862 | Macine Crafts ¦ Wood works | Total Environment | FD04-00-01-P043-D |  | NA |  |  | India | NA | Approved | 40579 | NA |  | MFN015067
BFN000863 | Macine Crafts ¦ Wood works | Total Environment | FD04-01-00-P043-D |  | NA |  |  | India | NA | Approved | 40579 | NA |  | MFN015068
BFN000864 | Macine Crafts ¦ Wood works | Total Environment | FD04-00-00-P043-D |  | NA |  |  | India | NA | Approved | 40579 | NA |  | MFN015069
BFN000865 | Macine Crafts ¦ Wood works | Total Environment | FD05-01-01-P043-D |  | NA | TFN0078 |  | India | NA | Approved | 40579 | NA |  | MFN015070
BFN000866 | Macine Crafts ¦ Wood works | Total Environment | FD05-00-01-P043-D |  | NA | TFN0079 |  | India | NA | Approved | 40579 | NA |  | MFN015071
BFN000867 | Macine Crafts ¦ Wood works | Total Environment | FD05-01-00-P043-D |  | NA | TFN0080 |  | India | NA | Approved | 40579 | NA |  | MFN015072
BFN000868 | Macine Crafts ¦ Wood works | Total Environment | FD05-00-00-P043-D |  | NA | TFN0081 |  | India | NA | Approved | 40579 | NA |  | MFN015073
BFN000869 | Macine Crafts ¦ Wood works | Total Environment | FD06-01-01-P043-D |  | NA | TFN0082 |  | India | NA | Approved | 40579 | NA |  | MFN015074
BFN000870 | Macine Crafts ¦ Wood works | Total Environment | FD06-00-01-P043-D |  | NA | TFN0083 |  | India | NA | Approved | 40579 | NA |  | MFN015075
BFN000871 | Macine Crafts ¦ Wood works | Total Environment | FD06-01-00-P043-D |  | NA | TFN0084 |  | India | NA | Approved | 40579 | NA |  | MFN015076
BFN000872 | Macine Crafts ¦ Wood works | Total Environment | FD06-00-00-P043-D |  | NA | TFN0085 |  | India | NA | Approved | 40579 | NA |  | MFN015077
BFN000873 | Macine Crafts ¦ Wood works | Total Environment | FD07-01-01-P043-D |  | NA | TFN0086 |  | India | NA | Approved | 40579 | NA |  | MFN015078
BFN000874 | Macine Crafts ¦ Wood works | Total Environment | FD07-00-01-P043-D |  | NA | TFN0087 |  | India | NA | Approved | 40579 | NA |  | MFN015079
BFN000875 | Macine Crafts ¦ Wood works | Total Environment | FD07-01-00-P043-D |  | NA | TFN0088 |  | India | NA | Approved | 40579 | NA |  | MFN015080
BFN000876 | Macine Crafts ¦ Wood works | Total Environment | FD07-00-00-P043-D |  | NA | TFN0089 |  | India | NA | Approved | 40579 | NA |  | MFN015081
BFN000877 | Macine Crafts ¦ Wood works | Total Environment | FD08-01-01-P043-D |  | NA | TFN0090 |  | India | NA | Approved | 40579 | NA |  | MFN015082
BFN000878 | Macine Crafts ¦ Wood works | Total Environment | FD09-01-01-P043-D |  | NA | TFN0091 |  | India | NA | Approved | 40579 | NA |  | MFN015083
BFN000879 | Macine Crafts ¦ Wood works | Total Environment | FD01a-LS-00-00-P053-D |  | NA | TFN0092 |  | India | NA | Approved | 40579 | NA |  | MFN015084
BFN000880 | Macine Crafts ¦ Wood works | Total Environment | FD01a-LS-01-00-P053-D |  | NA | TFN0092 |  | India | NA | Approved | 40579 | NA |  | MFN015085
BFN000881 | Macine Crafts ¦ Wood works | Total Environment | FD01a-LS-00-01-P053-D |  | NA | TFN0092 |  | India | NA | Approved | 40579 | NA |  | MFN015086
BFN000882 | Macine Crafts ¦ Wood works | Total Environment | FD01a-LS-01-01-P053-D |  | NA | TFN0092 |  | India | NA | Approved | 40579 | NA |  | MFN015087
BFN000883 | Macine Crafts ¦ Wood works | Total Environment | FD01b-RS-00-00-P053-D |  | NA | TFN0092 |  | India | NA | Approved | 40579 | NA |  | MFN015088
BFN000884 | Macine Crafts ¦ Wood works | Total Environment | FD01b-RS-01-00-P053-D |  | NA | TFN0092 |  | India | NA | Approved | 40579 | NA |  | MFN015089
BFN000885 | Macine Crafts ¦ Wood works | Total Environment | FD01b-RS-00-01-P053-D |  | NA | TFN0092 |  | India | NA | Approved | 40579 | NA |  | MFN015090
BFN000886 | Macine Crafts ¦ Wood works | Total Environment | FD01b-RS-01-01-P053-D |  | NA | TFN0092 |  | India | NA | Approved | 40579 | NA |  | MFN015091
BFN000887 | Macine Crafts ¦ Wood works | Total Environment | FD02-00-00-P053-D |  | NA | TFN0093 |  | India | NA | Approved | 40579 | NA |  | MFN015092
BFN000888 | Macine Crafts ¦ Wood works | Total Environment | FD02-01-00-P053-D |  | NA | TFN0093 |  | India | NA | Approved | 40579 | NA |  | MFN015093
BFN000889 | Macine Crafts ¦ Wood works | Total Environment | FD02-00-01-P053-D |  | NA | TFN0093 |  | India | NA | Approved | 40579 | NA |  | MFN015094
BFN000890 | Macine Crafts ¦ Wood works | Total Environment | FD02-01-01-P053-D |  | NA | TFN0093 |  | India | NA | Approved | 40579 | NA |  | MFN015095
BFN000891 | Macine Crafts ¦ Wood works | Total Environment | FD03-00-00-P053-D |  | NA | TFN0094 |  | India | NA | Approved | 40579 | NA |  | MFN015096
BFN000892 | Macine Crafts ¦ Wood works | Total Environment | FD03-01-00-P053-D |  | NA | TFN0094 |  | India | NA | Approved | 40579 | NA |  | MFN015097
BFN000893 | Macine Crafts ¦ Wood works | Total Environment | FD03-00-01-P053-D |  | NA | TFN0094 |  | India | NA | Approved | 40579 | NA |  | MFN015098
BFN000894 | Macine Crafts ¦ Wood works | Total Environment | FD03-01-01-P053-D |  | NA | TFN0094 |  | India | NA | Approved | 40579 | NA |  | MFN015099
BFN000895 | Macine Crafts ¦ Wood works | Total Environment | FD04-00-00-P053-D |  | NA | TFN0095 |  | India | NA | Approved | 40579 | NA |  | MFN015100
BFN000896 | Macine Crafts ¦ Wood works | Total Environment | FD04-01-00-P053-D |  | NA | TFN0095 |  | India | NA | Approved | 40579 | NA |  | MFN015101
BFN000897 | Macine Crafts ¦ Wood works | Total Environment | FD04-00-01-P053-D |  | NA | TFN0095 |  | India | NA | Approved | 40579 | NA |  | MFN015102
BFN000898 | Macine Crafts ¦ Wood works | Total Environment | FD04-01-01-P053-D |  | NA | TFN0095 |  | India | NA | Approved | 40579 | NA |  | MFN015103
BFN000899 | Macine Crafts ¦ Wood works | Total Environment | FG102 |  | NA |  |  | India | NA | Approved | 40579 | NA |  | MFN015104
BFN000900 | Macine Crafts ¦ Wood works | Total Environment | SW102 |  | NA |  |  | India | NA | Approved | 40579 | NA |  | MFN015105
BFN000901 | Macine Crafts ¦ Wood works | Total Environment | FD307-00-00-P064 |  | NA |  |  | India | NA | Approved | 40579 | NA |  | MFN015106
BFN000902 | Macine Crafts ¦ Wood works | Total Environment | FD01-01-01-P064 |  | NA | TFN0096 |  | India | NA | Approved | 40579 | NA |  | MFN015107
BFN000903 | Macine Crafts ¦ Wood works | Total Environment | FD01-00-00-P064 |  | NA | TFN0096 |  | India | NA | Approved | 40579 | NA |  | MFN015108
BFN000904 | Macine Crafts ¦ Wood works | Total Environment | FD02-01-01-P064 |  | NA | TFN0096 |  | India | NA | Approved | 40579 | NA |  | MFN015109
BFN000905 | Macine Crafts ¦ Wood works | Total Environment | FD02-00-00-P064 |  | NA | TFN0096 |  | India | NA | Approved | 40579 | NA |  | MFN015110
BFN000906 | Macine Crafts ¦ Wood works | Total Environment | FD03-01-01-P064 |  | NA | TFN0097 |  | India | NA | Approved | 40579 | NA |  | MFN015111
BFN000907 | Macine Crafts ¦ Wood works | Total Environment | FD03-00-00-P064 |  | NA | TFN0097 |  | India | NA | Approved | 40579 | NA |  | MFN015112
BFN000908 | Macine Crafts ¦ Wood works | Total Environment | FD04-01-01-P064 |  | NA | TFN0098 |  | India | NA | Approved | 40579 | NA |  | MFN015113
BFN000909 | Macine Crafts ¦ Wood works | Total Environment | FD04-00-00-P064 |  | NA | TFN0098 |  | India | NA | Approved | 40579 | NA |  | MFN015114
BFN000910 | Macine Crafts ¦ Wood works | Total Environment | FD05-01-01-P064 |  | NA | TFN0097 |  | India | NA | Approved | 40579 | NA |  | MFN015115
BFN000911 | Macine Crafts ¦ Wood works | Total Environment | FD05-00-00-P064 |  | NA | TFN0097 |  | India | NA | Approved | 40579 | NA |  | MFN015116
BFN000912 | Macine Crafts ¦ Wood works | Total Environment | FD06-01-01-P064 |  | NA | TFN0099 |  | India | NA | Approved | 40579 | NA |  | MFN015117
BFN000913 | Macine Crafts ¦ Wood works | Total Environment | FD06-00-00-P064 |  | NA | TFN0099 |  | India | NA | Approved | 40579 | NA |  | MFN015118
BFN000914 | Macine Crafts ¦ Wood works | Total Environment | FD07-01-01-P064 |  | NA | TFN0099 |  | India | NA | Approved | 40579 | NA |  | MFN015119
BFN000915 | Macine Crafts ¦ Wood works | Total Environment | FD07-00-00-P064 |  | NA | TFN0099 |  | India | NA | Approved | 40579 | NA |  | MFN015120
BFN000916 | Macine Crafts ¦ Wood works | Total Environment | FD09-01-01-P064 |  | NA | TFN0100 |  | India | NA | Approved | 40579 | NA |  | MFN015121
BFN000917 | Macine Crafts ¦ Wood works | Total Environment | FD10-01-01-P064 |  | NA | TFN0100 |  | India | NA | Approved | 40579 | NA |  | MFN015122
BFN000918 | Macine Crafts ¦ Wood works | Total Environment | FD11-01-01-P064 |  | NA | TFN0101 |  | India | NA | Approved | 40579 | NA |  | MFN015123
BFN000919 | Macine Crafts ¦ Wood works | Total Environment | FD12-01-01-P064 |  | NA | TFN0101 |  | India | NA | Approved | 40579 | NA |  | MFN015124
BFN000920 | Macine Crafts ¦ Wood works | Total Environment | FD13-01-01-P064 |  | NA | TFN0102 |  | India | NA | Approved | 40579 | NA |  | MFN015125
BFN000921 | Macine Crafts ¦ Wood works | Total Environment | FD14-01-01-P064 |  | NA | TFN0102 |  | India | NA | Approved | 40579 | NA |  | MFN015126
BFN000922 | Macine Crafts ¦ Wood works | Total Environment | FD15-01-01-P064 |  | NA | TFN0103 |  | India | NA | Approved | 40579 | NA |  | MFN015127
BFN000923 | Macine Crafts ¦ Wood works | Total Environment | FD22-01-01-P064 |  | NA | TFN0104 |  | India | NA | Approved | 40579 | NA |  | MFN015128
BFN000924 | Macine Crafts ¦ Wood works | Total Environment | FD23-01-01-P064 |  | NA | TFN0105 |  | India | NA | Approved | 40579 | NA |  | MFN015129
BFN000925 | Macine Crafts ¦ Wood works | Total Environment | FD24-01-01-P064 |  | NA | TFN0105 |  | India | NA | Approved | 40579 | NA |  | MFN015130
BFN000926 | Macine Crafts ¦ Wood works | Total Environment | FD25-01-01-P064 |  | NA | TFN0106 |  | India | NA | Approved | 40579 | NA |  | MFN015131
BFN000927 | Macine Crafts ¦ Wood works | Total Environment | FD26-01-01-P064 |  | NA | TFN0106 |  | India | NA | Approved | 40579 | NA |  | MFN015132
BFN000928 | Macine Crafts ¦ Wood works | Total Environment | FD27-01-01-P064 |  | NA | TFN0107 |  | India | NA | Approved | 40579 | NA |  | MFN015133
BFN000929 | Macine Crafts ¦ Wood works | Total Environment | FD29-01-01-P064 |  | NA | TFN0108 |  | India | NA | Approved | 40579 | NA |  | MFN015134
BFN000930 | Macine Crafts ¦ Wood works | Total Environment | FD36-01-01-P064 |  | NA |  |  | India | NA | Approved | 40579 | NA |  | MFN015135
BFN000931 | Macine Crafts ¦ Wood works | Total Environment | FD37-01-01-P064 |  | NA |  |  | India | NA | Approved | 40579 | NA |  | MFN015136
BFN000932 | Macine Crafts ¦ Wood works | Total Environment | FD38-01-01-P064 |  | NA |  |  | India | NA | Approved | 40579 | NA |  | MFN015137
BFN000933 | Macine Crafts ¦ Wood works | Total Environment | FD39-01-01-P064 |  | NA |  |  | India | NA | Approved | 40579 | NA |  | MFN015138
BFN000934 | Macine Crafts ¦ Wood works | Total Environment | FD40-01-01-P064 |  | NA |  |  | India | NA | Approved | 40579 | NA |  | MFN015139
Note on D40: Author: Glass is Acid Frosted Glass
Note on D41: Author: glass is Acid Frosted Glass
Note on D42: Author: Glass is Acid Frosted
Note on D43: Author: Glass is Acid Frosted Glass
Note on D102: Milky laminated glass changed to Clear Annealed Glass, accordingly code revised.
Note on D103: Milky laminated glass changed to Clear Annealed Glass, accordingly code revised.
Note on D104: Milky laminated glass changed to Clear Annealed Glass, accordingly code revised.
Note on D105: Milky laminated glass changed to Clear Annealed Glass, accordingly code revised.
Note on D114: Author: Milky laminated glass changed to Clear Annealed Glass, accordingly code revised.
Note on D115: Milky laminated glass changed to Clear Annealed Glass, accordingly code revised.
Note on D116: Milky laminated glass changed to Clear Annealed Glass, accordingly code revised.
Note on D117: Milky laminated glass changed to Clear Annealed Glass, accordingly code revised.
Note on D118: Changed to Top hung single shutter,Milky to Clear Annealed glass,accordingly code revised.
Note on D119: Changed to Top hung single shutter,Milky to Clear Annealed glass,accordingly code revised.
Note on D120: Changed to Top hung single shutter,Milky to Clear Annealed glass,accordingly code revised.
Note on D121: Changed to Top hung single shutter,Milky to Clear Annealed glass,accordingly code revised.
Note on D122: Product on Hold. Changed from wood to Aluminium.
Note on D123: Author: Product on Hold. Changed from wood to Aluminium.
Note on D124: Author: Product on Hold. Changed from wood to Aluminium.
Note on D125: Author: Product on Hold. Changed from wood to Aluminium.
Note on D126: Product on Hold. Changed from wood to Aluminium.
Note on D127: Product on Hold. Changed from wood to Aluminium.
Note on D128: Product on Hold. Changed from wood to Aluminium.
Note on D129: Product on Hold. Changed from wood to Aluminium.
Note on D145: Milky laminated glass changed to Clear Annealed Glass, accordingly code revised.
Note on D148: Milky laminated glass changed to Clear Annealed Glass, accordingly code revised.
Note on D150: Author: Milky laminated glass changed to Clear Annealed Glass, accordingly code revised.
Note on D152: Changed to Top hung single shutter,Milky to Clear Annealed glass,accordingly code revised.

## Rate Master
Material ID | Type of Purchase (Import/Domestic Inter-state/ Domestic Intra-state) | Currency Type | Control Base Rate (per UoM) | Location ID will be City wise | Coefficients | [7 empty] | Landed Rate (in Base Currency) (per UoM)
[5 empty] | Insurance considered by customs (per UoM) | Custom duties (per UoM) | Clearing charges by customs (per UoM) | Freight (per UoM) | Currency Fluctuation - This will be linked from the Exchange rate table | Tax Variance | Location Variance | Market Fluctuation
MFN014875 | Domestic Intra-state | INR |  | Bangalore
MFN014876 | Domestic Intra-state | INR |  | Bangalore
MFN014877 | Domestic Intra-state | INR |  | Bangalore
MFN014878 | Domestic Intra-state | INR |  | Bangalore
MFN014879 | Domestic Intra-state | INR |  | Bangalore
MFN014880 | Domestic Intra-state | INR |  | Bangalore
MFN014881 | Domestic Intra-state | INR |  | Bangalore
MFN014882 | Domestic Intra-state | INR |  | Bangalore
MFN014883 | Domestic Intra-state | INR |  | Bangalore
MFN014884 | Domestic Intra-state | INR |  | Bangalore
MFN014885 | Domestic Intra-state | INR |  | Bangalore
MFN014886 | Domestic Intra-state | INR |  | Bangalore
MFN014887 | Domestic Intra-state | INR |  | Bangalore
MFN014888 | Domestic Intra-state | INR |  | Bangalore
MFN014889 | Domestic Intra-state | INR |  | Bangalore
MFN014890 | Domestic Intra-state | INR |  | Bangalore
MFN014891 | Domestic Intra-state | INR |  | Bangalore
MFN014892 | Domestic Intra-state | INR |  | Bangalore
MFN014893 | Domestic Intra-state | INR |  | Bangalore
MFN014894 | Domestic Intra-state | INR |  | Bangalore
MFN014895 | Domestic Intra-state | INR |  | Bangalore
MFN014896 | Domestic Intra-state | INR |  | Bangalore
MFN014897 | Domestic Intra-state | INR |  | Bangalore
MFN014898 | Domestic Intra-state | INR |  | Bangalore
MFN014899 | Domestic Intra-state | INR |  | Bangalore
MFN014900 | Domestic Intra-state | INR |  | Bangalore
MFN014901 | Domestic Intra-state | INR |  | Bangalore
MFN014902 | Domestic Intra-state | INR |  | Bangalore
MFN014903 | Domestic Intra-state | INR | 33538.1163 | Bangalore
MFN014904 | Domestic Intra-state | INR | 33538.1163 | Bangalore
MFN014905 | Domestic Intra-state | INR | 29003.4354 | Bangalore
MFN014906 | Domestic Intra-state | INR | 33538.1163 | Bangalore
MFN014907 | Domestic Intra-state | INR | 33538.1163 | Bangalore
MFN014908 | Domestic Intra-state | INR | 29003.4354 | Bangalore
MFN014909 | Domestic Intra-state | INR | 25005.6523 | Bangalore
MFN014910 | Domestic Intra-state | INR | 24886.1902 | Bangalore
MFN014911 | Domestic Intra-state | INR | 25005.6523 | Bangalore
MFN014912 | Domestic Intra-state | INR | 24886.1902 | Bangalore
MFN014913 | Domestic Intra-state | INR | 31237.5853 | Bangalore
MFN014914 | Domestic Intra-state | INR | 31118.1232 | Bangalore
MFN014915 | Domestic Intra-state | INR | 31237.5853 | Bangalore
MFN014916 | Domestic Intra-state | INR | 31118.1232 | Bangalore
MFN014917 | Domestic Intra-state | INR |  | Bangalore
MFN014918 | Domestic Intra-state | INR |  | Bangalore
MFN014919 | Domestic Intra-state | INR |  | Bangalore
MFN014920 | Domestic Intra-state | INR |  | Bangalore
MFN014921 | Domestic Intra-state | INR | 34634.2134 | Bangalore
MFN014922 | Domestic Intra-state | INR | 34634.2134 | Bangalore
MFN014923 | Domestic Intra-state | INR |  | Bangalore
MFN014924 | Domestic Intra-state | INR |  | Bangalore
MFN014925 | Domestic Intra-state | INR |  | Bangalore
MFN014926 | Domestic Intra-state | INR |  | Bangalore
MFN014927 | Domestic Intra-state | INR |  | Bangalore
MFN014928 | Domestic Intra-state | INR |  | Bangalore
MFN014929 | Domestic Intra-state | INR |  | Bangalore
MFN014930 | Domestic Intra-state | INR |  | Bangalore
MFN014931 | Domestic Intra-state | INR |  | Bangalore
MFN014932 | Domestic Intra-state | INR |  | Bangalore
MFN014933 | Domestic Intra-state | INR |  | Bangalore
MFN014934 | Domestic Intra-state | INR |  | Bangalore
MFN014935 | Domestic Intra-state | INR |  | Bangalore
MFN014936 | Domestic Intra-state | INR |  | Bangalore
MFN014937 | Domestic Intra-state | INR |  | Bangalore
MFN014938 | Domestic Intra-state | INR |  | Bangalore
MFN014939 | Domestic Intra-state | INR |  | Bangalore
MFN014940 | Domestic Intra-state | INR |  | Bangalore
MFN014941 | Domestic Intra-state | INR |  | Bangalore
MFN014942 | Domestic Intra-state | INR |  | Bangalore
MFN014943 | Domestic Intra-state | INR |  | Bangalore
MFN014944 | Domestic Intra-state | INR |  | Bangalore
MFN014945 | Domestic Intra-state | INR |  | Bangalore
MFN014946 | Domestic Intra-state | INR |  | Bangalore
MFN014947 | Domestic Intra-state | INR |  | Bangalore
MFN014948 | Domestic Intra-state | INR |  | Bangalore
MFN014949 | Domestic Intra-state | INR |  | Bangalore
MFN014950 | Domestic Intra-state | INR |  | Bangalore
MFN014951 | Domestic Intra-state | INR |  | Bangalore
MFN014952 | Domestic Intra-state | INR |  | Bangalore
MFN014953 | Domestic Intra-state | INR |  | Bangalore
MFN014954 | Domestic Intra-state | INR |  | Bangalore
MFN014955 | Domestic Intra-state | INR |  | Bangalore
MFN014956 | Domestic Intra-state | INR |  | Bangalore
MFN014957 | Domestic Intra-state | INR |  | Bangalore
MFN014958 | Domestic Intra-state | INR |  | Bangalore
MFN014959 | Domestic Intra-state | INR |  | Bangalore
MFN014960 | Domestic Intra-state | INR |  | Bangalore
MFN014961 | Domestic Intra-state | INR |  | Bangalore
MFN014962 | Domestic Intra-state | INR |  | Bangalore
MFN014963 | Domestic Intra-state | INR |  | Bangalore
MFN014964 | Domestic Intra-state | INR |  | Bangalore
MFN014965 | Domestic Intra-state | INR |  | Bangalore
MFN014966 | Domestic Intra-state | INR |  | Bangalore
MFN014967 | Domestic Intra-state | INR |  | Bangalore
MFN014968 | Domestic Intra-state | INR |  | Bangalore
MFN014969 | Domestic Intra-state | INR |  | Bangalore
MFN014970 | Domestic Intra-state | INR |  | Bangalore
MFN014971 | Domestic Intra-state | INR |  | Bangalore
MFN014972 | Domestic Intra-state | INR |  | Bangalore
MFN014973 | Domestic Intra-state | INR |  | Bangalore
MFN014974 | Domestic Intra-state | INR |  | Bangalore
MFN014975 | Domestic Intra-state | INR |  | Bangalore
MFN014976 | Domestic Intra-state | INR |  | Bangalore
MFN014977 | Domestic Intra-state | INR |  | Bangalore
MFN014978 | Domestic Intra-state | INR |  | Bangalore
MFN014979 | Domestic Intra-state | INR |  | Bangalore
MFN014980 | Domestic Intra-state | INR |  | Bangalore
MFN014981 | Domestic Intra-state | INR |  | Bangalore
MFN014982 | Domestic Intra-state | INR |  | Bangalore
MFN014983 | Domestic Intra-state | INR |  | Bangalore
MFN014984 | Domestic Intra-state | INR |  | Bangalore
MFN014985 | Domestic Intra-state | INR |  | Bangalore
MFN014986 | Domestic Intra-state | INR |  | Bangalore
MFN014987 | Domestic Intra-state | INR |  | Bangalore
MFN014988 | Domestic Intra-state | INR |  | Bangalore
MFN014989 | Domestic Intra-state | INR |  | Bangalore
MFN014990 | Domestic Intra-state | INR |  | Bangalore
MFN014991 | Domestic Intra-state | INR |  | Bangalore
MFN014992 | Domestic Intra-state | INR |  | Bangalore
MFN014993 | Domestic Intra-state | INR |  | Bangalore
MFN014994 | Domestic Intra-state | INR |  | Bangalore
MFN014995 | Domestic Intra-state | INR |  | Bangalore
MFN014996 | Domestic Intra-state | INR |  | Bangalore
MFN014997 | Domestic Intra-state | INR |  | Bangalore
MFN014998 | Domestic Intra-state | INR |  | Bangalore
MFN014999 | Domestic Intra-state | INR |  | Bangalore
MFN015000 | Domestic Intra-state | INR |  | Bangalore
MFN015001 | Domestic Intra-state | INR |  | Bangalore
MFN015002 | Domestic Intra-state | INR |  | Bangalore
MFN015003 | Domestic Intra-state | INR |  | Bangalore
MFN015004 | Domestic Intra-state | INR |  | Bangalore
MFN015005 | Domestic Intra-state | INR |  | Bangalore
MFN015006 | Domestic Intra-state | INR |  | Bangalore
MFN015007 | Domestic Intra-state | INR |  | Bangalore
MFN015008 | Domestic Intra-state | INR | 42502.5193 | Bangalore
MFN015009 | Domestic Intra-state | INR | 49825.9334 | Bangalore
MFN015010 | Domestic Intra-state | INR | 77343.5586 | Bangalore
MFN015011 | Domestic Intra-state | INR | 95635.4933 | Bangalore
MFN015012 | Domestic Intra-state | INR | 4403.9415 | Bangalore
MFN015013 | Domestic Intra-state | INR | 4322.6249 | Bangalore
MFN015014 | Domestic Intra-state | INR | 24080.2024 | Bangalore
MFN015015 | Domestic Intra-state | INR | 28372.0693 | Bangalore
MFN015016 | Domestic Intra-state | INR | 1740.4258 | Bangalore
MFN015017 | Domestic Intra-state | INR | 348.0852 | Bangalore
MFN015018 | Domestic Intra-state | INR |  | Bangalore
MFN015019 | Domestic Intra-state | INR |  | Bangalore
MFN015020 | Domestic Intra-state | INR |  | Bangalore
MFN015021 | Domestic Intra-state | INR |  | Bangalore
MFN015022 | Domestic Intra-state | INR |  | Bangalore
MFN015023 | Domestic Intra-state | INR |  | Bangalore
MFN015024 | Domestic Intra-state | INR |  | Bangalore
MFN015025 | Domestic Intra-state | INR |  | Bangalore
MFN015026 | Domestic Intra-state | INR |  | Bangalore
MFN015027 | Domestic Intra-state | INR |  | Bangalore
MFN015028 | Domestic Intra-state | INR |  | Bangalore
MFN015029 | Domestic Intra-state | INR |  | Bangalore
MFN015030 | Domestic Intra-state | INR |  | Bangalore
MFN015031 | Domestic Intra-state | INR |  | Bangalore
MFN015032 | Domestic Intra-state | INR |  | Bangalore
MFN015033 | Domestic Intra-state | INR |  | Bangalore
MFN015034 | Domestic Intra-state | INR |  | Bangalore
MFN015035 | Domestic Intra-state | INR |  | Bangalore
MFN015036 | Domestic Intra-state | INR |  | Bangalore
MFN015037 | Domestic Intra-state | INR |  | Bangalore
MFN015038 | Domestic Intra-state | INR |  | Bangalore
MFN015039 | Domestic Intra-state | INR |  | Bangalore
MFN015040 | Domestic Intra-state | INR |  | Bangalore
MFN015041 | Domestic Intra-state | INR |  | Bangalore
MFN015042 | Domestic Intra-state | INR |  | Bangalore
MFN015043 | Domestic Intra-state | INR |  | Bangalore
MFN015044 | Domestic Intra-state | INR |  | Bangalore
MFN015045 | Domestic Intra-state | INR |  | Bangalore
MFN015046 | Domestic Intra-state | INR |  | Bangalore
MFN015047 | Domestic Intra-state | INR |  | Bangalore
MFN015048 | Domestic Intra-state | INR |  | Bangalore
MFN015049 | Domestic Intra-state | INR |  | Bangalore
MFN015050 | Domestic Intra-state | INR |  | Bangalore
MFN015051 | Domestic Intra-state | INR |  | Bangalore
MFN015052 | Domestic Intra-state | INR |  | Bangalore
MFN015053 | Domestic Intra-state | INR |  | Bangalore
MFN015054 | Domestic Intra-state | INR |  | Bangalore
MFN015055 | Domestic Intra-state | INR |  | Bangalore
MFN015056 | Domestic Intra-state | INR |  | Bangalore
MFN015057 | Domestic Intra-state | INR |  | Bangalore
MFN015058 | Domestic Intra-state | INR |  | Bangalore
MFN015059 | Domestic Intra-state | INR |  | Bangalore
MFN015060 | Domestic Intra-state | INR |  | Bangalore
MFN015061 | Domestic Intra-state | INR |  | Bangalore
MFN015062 | Domestic Intra-state | INR |  | Bangalore
MFN015063 | Domestic Intra-state | INR |  | Bangalore
MFN015064 | Domestic Intra-state | INR |  | Bangalore
MFN015065 | Domestic Intra-state | INR |  | Bangalore
MFN015066 | Domestic Intra-state | INR |  | Bangalore
MFN015067 | Domestic Intra-state | INR |  | Bangalore
MFN015068 | Domestic Intra-state | INR |  | Bangalore
MFN015069 | Domestic Intra-state | INR |  | Bangalore
MFN015070 | Domestic Intra-state | INR |  | Bangalore
MFN015071 | Domestic Intra-state | INR |  | Bangalore
MFN015072 | Domestic Intra-state | INR |  | Bangalore
MFN015073 | Domestic Intra-state | INR |  | Bangalore
MFN015074 | Domestic Intra-state | INR |  | Bangalore
MFN015075 | Domestic Intra-state | INR |  | Bangalore
MFN015076 | Domestic Intra-state | INR |  | Bangalore
MFN015077 | Domestic Intra-state | INR |  | Bangalore
MFN015078 | Domestic Intra-state | INR |  | Bangalore
MFN015079 | Domestic Intra-state | INR |  | Bangalore
MFN015080 | Domestic Intra-state | INR |  | Bangalore
MFN015081 | Domestic Intra-state | INR |  | Bangalore
MFN015082 | Domestic Intra-state | INR |  | Bangalore
MFN015083 | Domestic Intra-state | INR |  | Bangalore
MFN015084 | Domestic Intra-state | INR | 131952.1246 | Bangalore
MFN015085 | Domestic Intra-state | INR | 154013.2076 | Bangalore
MFN015086 | Domestic Intra-state | INR | 131952.1246 | Bangalore
MFN015087 | Domestic Intra-state | INR | 154013.2076 | Bangalore
MFN015088 | Domestic Intra-state | INR | 131952.1246 | Bangalore
MFN015089 | Domestic Intra-state | INR | 154013.2076 | Bangalore
MFN015090 | Domestic Intra-state | INR | 131952.1246 | Bangalore
MFN015091 | Domestic Intra-state | INR | 154013.2076 | Bangalore
MFN015092 | Domestic Intra-state | INR | 68693.9764 | Bangalore
MFN015093 | Domestic Intra-state | INR | 87715.9029 | Bangalore
MFN015094 | Domestic Intra-state | INR | 68693.9764 | Bangalore
MFN015095 | Domestic Intra-state | INR | 87715.9029 | Bangalore
MFN015096 | Domestic Intra-state | INR | 63883.4879 | Bangalore
MFN015097 | Domestic Intra-state | INR | 82743.7904 | Bangalore
MFN015098 | Domestic Intra-state | INR | 63883.4879 | Bangalore
MFN015099 | Domestic Intra-state | INR | 82743.7904 | Bangalore
MFN015100 | Domestic Intra-state | INR | 85740.8733 | Bangalore
MFN015101 | Domestic Intra-state | INR | 105628.1979 | Bangalore
MFN015102 | Domestic Intra-state | INR | 85740.8733 | Bangalore
MFN015103 | Domestic Intra-state | INR | 105628.1979 | Bangalore
MFN015104 | Domestic Intra-state | INR |  | Bangalore
MFN015105 | Domestic Intra-state | INR |  | Bangalore
MFN015106 | Domestic Intra-state | INR |  | Bangalore
MFN015107 | Domestic Intra-state | INR |  | Bangalore
MFN015108 | Domestic Intra-state | INR |  | Bangalore
MFN015109 | Domestic Intra-state | INR |  | Bangalore
MFN015110 | Domestic Intra-state | INR |  | Bangalore
MFN015111 | Domestic Intra-state | INR |  | Bangalore
MFN015112 | Domestic Intra-state | INR |  | Bangalore
MFN015113 | Domestic Intra-state | INR |  | Bangalore
MFN015114 | Domestic Intra-state | INR |  | Bangalore
MFN015115 | Domestic Intra-state | INR |  | Bangalore
MFN015116 | Domestic Intra-state | INR |  | Bangalore
MFN015117 | Domestic Intra-state | INR |  | Bangalore
MFN015118 | Domestic Intra-state | INR |  | Bangalore
MFN015119 | Domestic Intra-state | INR |  | Bangalore
MFN015120 | Domestic Intra-state | INR |  | Bangalore
MFN015121 | Domestic Intra-state | INR |  | Bangalore
MFN015122 | Domestic Intra-state | INR |  | Bangalore
MFN015123 | Domestic Intra-state | INR |  | Bangalore
MFN015124 | Domestic Intra-state | INR |  | Bangalore
MFN015125 | Domestic Intra-state | INR |  | Bangalore
MFN015126 | Domestic Intra-state | INR |  | Bangalore
MFN015127 | Domestic Intra-state | INR |  | Bangalore
MFN015128 | Domestic Intra-state | INR |  | Bangalore
MFN015129 | Domestic Intra-state | INR |  | Bangalore
MFN015130 | Domestic Intra-state | INR |  | Bangalore
MFN015131 | Domestic Intra-state | INR |  | Bangalore
MFN015132 | Domestic Intra-state | INR |  | Bangalore
MFN015133 | Domestic Intra-state | INR |  | Bangalore
MFN015134 | Domestic Intra-state | INR |  | Bangalore
MFN015135 | Domestic Intra-state | INR |  | Bangalore
MFN015136 | Domestic Intra-state | INR |  | Bangalore
MFN015137 | Domestic Intra-state | INR |  | Bangalore
MFN015138 | Domestic Intra-state | INR |  | Bangalore
MFN015139 | Domestic Intra-state | INR |  | Bangalore