## Material
Classification | [6 empty] | General | [16 empty] | Purchase | [9 empty] | Planning |  |  |  | Quality |  |  |  | Maintenance |  |  |  |  | System Logs |  |  |  | Specifications
Material Level 1 | Material Level 2 | Material Level 3 | Material Level 4 | Material Level 5 | Material Level 6 | Material Level 7 | Material Name | Material Code | Image | Short Description | Shade Number | Shade Description | Unit of Measure | HSN Code | SAP Code | WBS Code | Part of eDesign | eDesign Description | Generic | Manufactured | Can be Used as an Asset | Material Status | Available Till | Qty. Evaluation Method | General PO Terms | Special PO Terms | Last Purchase Rate | Wt. Avg. Purchase Rate | Pur. Rate Threshold | GST - Procurement | GST - Sales | Associated Brands | Approved Vendors | PO Lead Time | Delivery Lead Time | Min. Order Qty. | Maintain Lot | Governing Standard | Storage Method | Inspection Checklist | Sampling Method | Expected Life | Depreciation Terms | Maintenance Frequency | Maintenance Checklist | Critical Spares | Date Created | Created by | Date Last Amended | Last Amended by | Specification Sheet | Class | Length | Width (mm) | Height | Nominal Size | Wall Thickness | Outer Diameter | Inside Diameter | Grade | Strength | Weight/Unit Length | Flow Rate | Capacity (Volume) | Application Area | Inside Dia. of Collar | Pressure Rating | Pipe Series | Connection Details | Size | Thickness (GSM) | Hardness | Working Pressure | Pressure Rating | Type of Duty | Type | SDR | Schedule (SCH)
[29 empty] | % |  |  |  |  | Days | Days | [6 empty] | Months | % | [9 empty] | mm |  | mm | mm | mm | mm | mm |  | N/mm² | kg/m | l/h | l |  | mm |  |  |  |  | gsm | IRHD | MPa
Primary | Plastics and Polymers | PVC | Conduit | Socket end |  |  | PVC Conduit - 16mm - socket end | MPP021131 | MPPI0001 | PVC Conduit - 16mm - socket end |  | Black | m | 85472000 |  |  | No |  | Yes | Yes, Branded | No | Approved |  | MPPE0001 | MGPO01 |  |  |  |  | Applicable | Applicable |  |  | 3 | 7 |  | No | IS9537: Part 3 | MPPS0001 | MPPQ0001 | [10 empty] | MPPC0001 | NA | 3000 | NA | NA | 16 | NA | NA | 16.1 | NA | 0.6 | NA | NA | NA | Electrical | NA | NA | NA | NA | NA | NA | NA | NA | NA | NA | NA | NA | NA
Primary | Plastics and Polymers | PVC | Conduit | Socket end |  |  | PVC Conduit - 20mm - socket end | MPP021132 | MPPI0001 | PVC Conduit - 20mm - socket end |  | Black | m | 85472000 |  |  | No |  | Yes | Yes, Branded | No | Approved |  | MPPE0001 | MGPO01 |  |  |  |  | Applicable | Applicable |  |  | 3 | 7 |  | No | IS9537: Part 3 | MPPS0001 | MPPQ0001 | [10 empty] | MPPC0014 | NA | 3000 | NA | NA | 20 | NA | NA | 20.1 | NA | 0.6 | NA | NA | NA | Electrical | NA | NA | NA | NA | NA | NA | NA | NA | NA | NA | NA | NA | NA
Primary | Plastics and Polymers | PVC | Conduit | Socket end |  |  | PVC Conduit - 25mm - socket end | MPP021133 | MPPI0001 | PVC Conduit - 25mm - socket end |  | Black | m | 85472000 |  |  | No |  | Yes | Yes, Branded | No | Approved |  | MPPE0001 | MGPO01 |  |  |  |  | Applicable | Applicable |  |  | 3 | 7 |  | No | IS9537: Part 3 | MPPS0001 | MPPQ0001 | [10 empty] | MPPC0015 | NA | 3000 | NA | NA | 25 | NA | NA | 25.1 | NA | 0.6 | NA | NA | NA | Electrical | NA | NA | NA | NA | NA | NA | NA | NA | NA | NA | NA | NA | NA
Primary | Plastics and Polymers | PVC | Conduit | Socket end |  |  | PVC Conduit - 32mm - socket end | MPP021134 | MPPI0001 | PVC Conduit - 32mm - socket end |  | Black | m | 85472000 |  |  | No |  | Yes | Yes, Branded | No | Approved |  | MPPE0001 | MGPO01 |  |  |  |  | Applicable | Applicable |  |  | 3 | 7 |  | No | IS9537: Part 3 | MPPS0001 | MPPQ0001 | [10 empty] | MPPC0016 | NA | 3000 | NA | NA | 32 | NA | NA | 32.1 | NA | 0.6 | NA | NA | NA | Electrical | NA | NA | NA | NA | NA | NA | NA | NA | NA | NA | NA | NA | NA
Primary | Plastics and Polymers | PVC | Conduit | Socket end |  |  | PVC Conduit - 40mm - socket end | MPP021135 | MPPI0001 | PVC Conduit - 40mm - socket end |  | Black | m | 85472000 |  |  | No |  | Yes | Yes, Branded | No | Approved |  | MPPE0001 | MGPO01 |  |  |  |  | Applicable | Applicable |  |  | 3 | 7 |  | No | IS9537: Part 3 | MPPS0001 | MPPQ0001 | [10 empty] | MPPC0017 | NA | 3000 | NA | NA | 40 | NA | NA | 40.1 | NA | 0.6 | NA | NA | NA | Electrical | NA | NA | NA | NA | NA | NA | NA | NA | NA | NA | NA | NA | NA
Primary | Plastics and Polymers | PVC | Conduit | Socket end |  |  | PVC Conduit - 50mm - socket end | MPP021136 | MPPI0001 | PVC Conduit - 50mm - socket end |  | Black | m | 85472000 |  |  | No |  | Yes | Yes, Branded | No | Approved |  | MPPE0001 | MGPO01 |  |  |  |  | Applicable | Applicable |  |  | 3 | 7 |  | No | IS9537: Part 3 | MPPS0001 | MPPQ0001 | [10 empty] | MPPC0018 | NA | 3000 | NA | NA | 50 | NA | NA | 50.1 | NA | 0.6 | NA | NA | NA | Electrical | NA | NA | NA | NA | NA | NA | NA | NA | NA | NA | NA | NA | NA
Primary | Plastics and Polymers | PVC | Conduit | Non threaded |  |  | PVC Conduit - 16 mm - Light duty | MPP021137 | MPPI0001 | PVC Conduit - 16 mm - Light duty |  | Black | m | 85472000 |  |  | No |  | Yes | Yes, Branded | No | Approved |  | MPPE0001 | MGPO01 |  |  |  |  | Applicable | Applicable |  |  | 3 | 7 |  | No | IS9537: Part 3 | MPPS0001 | MPPQ0001 | [10 empty] | MPPC0019 | NA | 3000 | NA | NA | 16 | NA | NA | 13.7 | NA | 0.6 | NA | NA | NA | Electrical | NA | NA | NA | NA | NA | NA | NA | NA | NA | Light | NA | NA | NA
Primary | Plastics and Polymers | PVC | Conduit | Non threaded |  |  | PVC Conduit - 16 mm - Medium duty | MPP021138 | MPPI0001 | PVC Conduit - 16 mm - Medium duty |  | Black | m | 85472000 |  |  | No |  | Yes | Yes, Branded | No | Approved |  | MPPE0001 | MGPO01 |  |  |  |  | Applicable | Applicable |  |  | 3 | 7 |  | No | IS9537: Part 3 | MPPS0001 | MPPQ0001 | [10 empty] | MPPC0020 | NA | 3000 | NA | NA | 16 | NA | NA | 13.0 | NA | 0.6 | NA | NA | NA | Electrical | NA | NA | NA | NA | NA | NA | NA | NA | NA | Medium | NA | NA | NA
Primary | Plastics and Polymers | PVC | Conduit | Non threaded |  |  | PVC Conduit - 16 mm Heavy duty | MPP021139 | MPPI0001 | PVC Conduit - 16 mm Heavy duty |  | Black | m | 85472000 |  |  | No |  | Yes | Yes, Branded | No | Approved |  | MPPE0001 | MGPO01 |  |  |  |  | Applicable | Applicable |  |  | 3 | 7 |  | No | IS9537: Part 3 | MPPS0001 | MPPQ0001 | [10 empty] | MPPC0021 | NA | 3000 | NA | NA | 16 | NA | NA | 12.2 | NA | 0.6 | NA | NA | NA | Electrical | NA | NA | NA | NA | NA | NA | NA | NA | NA | Heavy | NA | NA | NA
Primary | Plastics and Polymers | PVC | Conduit | Non threaded |  |  | PVC Conduit - 20 mm - Light duty | MPP021140 | MPPI0001 | PVC Conduit - 20 mm - Light duty |  | Black | m | 85472000 |  |  | No |  | Yes | Yes, Branded | No | Approved |  | MPPE0001 | MGPO01 |  |  |  |  | Applicable | Applicable |  |  | 3 | 7 |  | No | IS9537: Part 3 | MPPS0001 | MPPQ0001 | [10 empty] | MPPC0022 | NA | 3000 | NA | NA | 20 | NA | NA | 17.4 | NA | 0.6 | NA | NA | NA | Electrical | NA | NA | NA | NA | NA | NA | NA | NA | NA | Light | NA | NA | NA
Primary | Plastics and Polymers | PVC | Conduit | Non threaded |  |  | PVC Conduit - 20 mm - Medium duty | MPP021141 | MPPI0001 | PVC Conduit - 20 mm - Medium duty |  | Black | m | 85472000 |  |  | No |  | Yes | Yes, Branded | No | Approved |  | MPPE0001 | MGPO01 |  |  |  |  | Applicable | Applicable |  |  | 3 | 7 |  | No | IS9537: Part 3 | MPPS0001 | MPPQ0001 | [10 empty] | MPPC0023 | NA | 3000 | NA | NA | 20 | NA | NA | 16.9 | NA | 0.6 | NA | NA | NA | Electrical | NA | NA | NA | NA | NA | NA | NA | NA | NA | Medium | NA | NA | NA
Primary | Plastics and Polymers | PVC | Conduit | Non threaded |  |  | PVC Conduit - 20 mm Heavy duty | MPP021142 | MPPI0001 | PVC Conduit - 20 mm Heavy duty |  | Black | m | 85472000 |  |  | No |  | Yes | Yes, Branded | No | Approved |  | MPPE0001 | MGPO01 |  |  |  |  | Applicable | Applicable |  |  | 3 | 7 |  | No | IS9537: Part 3 | MPPS0001 | MPPQ0001 | [10 empty] | MPPC0024 | NA | 3000 | NA | NA | 20 | NA | NA | 15.8 | NA | 0.6 | NA | NA | NA | Electrical | NA | NA | NA | NA | NA | NA | NA | NA | NA | Heavy | NA | NA | NA
Primary | Plastics and Polymers | PVC | Conduit | Non threaded |  |  | PVC Conduit - 25 mm - Light duty | MPP021143 | MPPI0001 | PVC Conduit - 25 mm - Light duty |  | Black | m | 85472000 |  |  | No |  | Yes | Yes, Branded | No | Approved |  | MPPE0001 | MGPO01 |  |  |  |  | Applicable | Applicable |  |  | 3 | 7 |  | No | IS9537: Part 3 | MPPS0001 | MPPQ0001 | [10 empty] | MPPC0025 | NA | 3000 | NA | NA | 25 | NA | NA | 22.1 | NA | 0.6 | NA | NA | NA | Electrical | NA | NA | NA | NA | NA | NA | NA | NA | NA | Light | NA | NA | NA
Primary | Plastics and Polymers | PVC | Conduit | Non threaded |  |  | PVC Conduit - 25 mm - Medium duty | MPP021144 | MPPI0001 | PVC Conduit - 25 mm - Medium duty |  | Black | m | 85472000 |  |  | No |  | Yes | Yes, Branded | No | Approved |  | MPPE0001 | MGPO01 |  |  |  |  | Applicable | Applicable |  |  | 3 | 7 |  | No | IS9537: Part 3 | MPPS0001 | MPPQ0001 | [10 empty] | MPPC0026 | NA | 3000 | NA | NA | 25 | NA | NA | 21.4 | NA | 0.6 | NA | NA | NA | Electrical | NA | NA | NA | NA | NA | NA | NA | NA | NA | Medium | NA | NA | NA
Primary | Plastics and Polymers | PVC | Conduit | Non threaded |  |  | PVC Conduit - 25 mm Heavy duty | MPP021145 | MPPI0001 | PVC Conduit - 25 mm Heavy duty |  | Black | m | 85472000 |  |  | No |  | Yes | Yes, Branded | No | Approved |  | MPPE0001 | MGPO01 |  |  |  |  | Applicable | Applicable |  |  | 3 | 7 |  | No | IS9537: Part 3 | MPPS0001 | MPPQ0001 | [10 empty] | MPPC0027 | NA | 3000 | NA | NA | 25 | NA | NA | 20.6 | NA | 0.6 | NA | NA | NA | Electrical | NA | NA | NA | NA | NA | NA | NA | NA | NA | Heavy | NA | NA | NA
Primary | Plastics and Polymers | PVC | Conduit | Non threaded |  |  | PVC Conduit - 32 mm - Light duty | MPP021146 | MPPI0001 | PVC Conduit - 32 mm - Light duty |  | Black | m | 85472000 |  |  | No |  | Yes | Yes, Branded | No | Approved |  | MPPE0001 | MGPO01 |  |  |  |  | Applicable | Applicable |  |  | 3 | 7 |  | No | IS9537: Part 3 | MPPS0001 | MPPQ0001 | [10 empty] | MPPC0028 | NA | 3000 | NA | NA | 32 | NA | NA | 28.6 | NA | 0.6 | NA | NA | NA | Electrical | NA | NA | NA | NA | NA | NA | NA | NA | NA | Light | NA | NA | NA
Primary | Plastics and Polymers | PVC | Conduit | Non threaded |  |  | PVC Conduit - 32 mm - Medium duty | MPP021147 | MPPI0001 | PVC Conduit - 32 mm - Medium duty |  | Black | m | 85472000 |  |  | No |  | Yes | Yes, Branded | No | Approved |  | MPPE0001 | MGPO01 |  |  |  |  | Applicable | Applicable |  |  | 3 | 7 |  | No | IS9537: Part 3 | MPPS0001 | MPPQ0001 | [10 empty] | MPPC0029 | NA | 3000 | NA | NA | 32 | NA | NA | 27.8 | NA | 0.6 | NA | NA | NA | Electrical | NA | NA | NA | NA | NA | NA | NA | NA | NA | Medium | NA | NA | NA
Primary | Plastics and Polymers | PVC | Conduit | Non threaded |  |  | PVC Conduit - 32 mm Heavy duty | MPP021148 | MPPI0001 | PVC Conduit - 32 mm Heavy duty |  | Black | m | 85472000 |  |  | No |  | Yes | Yes, Branded | No | Approved |  | MPPE0001 | MGPO01 |  |  |  |  | Applicable | Applicable |  |  | 3 | 7 |  | No | IS9537: Part 3 | MPPS0001 | MPPQ0001 | [10 empty] | MPPC0030 | NA | 3000 | NA | NA | 32 | NA | NA | 26.6 | NA | 1 | NA | NA | NA | Electrical | NA | NA | NA | NA | NA | NA | NA | NA | NA | Heavy | NA | NA | NA
Primary | Plastics and Polymers | PVC | Conduit | Non threaded |  |  | PVC Conduit - 40 mm - Light duty | MPP021149 | MPPI0001 | PVC Conduit - 40 mm - Light duty |  | Black | m | 85472000 |  |  | No |  | Yes | Yes, Branded | No | Approved |  | MPPE0001 | MGPO01 |  |  |  |  | Applicable | Applicable |  |  | 3 | 7 |  | No | IS9537: Part 3 | MPPS0001 | MPPQ0001 | [10 empty] | MPPC0031 | NA | 3000 | NA | NA | 40 | NA | NA | 35.8 | NA | 1 | NA | NA | NA | Electrical | NA | NA | NA | NA | NA | NA | NA | NA | NA | Light | NA | NA | NA
Primary | Plastics and Polymers | PVC | Conduit | Non threaded |  |  | PVC Conduit - 40 mm - Medium duty | MPP021150 | MPPI0001 | PVC Conduit - 40 mm - Medium duty |  | Black | m | 85472000 |  |  | No |  | Yes | Yes, Branded | No | Approved |  | MPPE0001 | MGPO01 |  |  |  |  | Applicable | Applicable |  |  | 3 | 7 |  | No | IS9537: Part 3 | MPPS0001 | MPPQ0001 | [10 empty] | MPPC0032 | NA | 3000 | NA | NA | 40 | NA | NA | 35.4 | NA | 1 | NA | NA | NA | Electrical | NA | NA | NA | NA | NA | NA | NA | NA | NA | Medium | NA | NA | NA
Primary | Plastics and Polymers | PVC | Conduit | Non threaded |  |  | PVC Conduit - 40 mm Heavy duty | MPP021151 | MPPI0001 | PVC Conduit - 40 mm Heavy duty |  | Black | m | 85472000 |  |  | No |  | Yes | Yes, Branded | No | Approved |  | MPPE0001 | MGPO01 |  |  |  |  | Applicable | Applicable |  |  | 3 | 7 |  | No | IS9537: Part 3 | MPPS0001 | MPPQ0001 | [10 empty] | MPPC0033 | NA | 3000 | NA | NA | 40 | NA | NA | 34.4 | NA | 0.6 | NA | NA | NA | Electrical | NA | NA | NA | NA | NA | NA | NA | NA | NA | Heavy | NA | NA | NA
Primary | Plastics and Polymers | PVC | Conduit | Non threaded |  |  | PVC Conduit - 50 mm - Light duty | MPP021152 | MPPI0001 | PVC Conduit - 50 mm - Light duty |  | Black | m | 85472000 |  |  | No |  | Yes | Yes, Branded | No | Approved |  | MPPE0001 | MGPO01 |  |  |  |  | Applicable | Applicable |  |  | 3 | 7 |  | No | IS9537: Part 3 | MPPS0001 | MPPQ0001 | [10 empty] | MPPC0034 | NA | 3000 | NA | NA | 50 | NA | NA | 45.1 | NA | 0.6 | NA | NA | NA | Electrical | NA | NA | NA | NA | NA | NA | NA | NA | NA | Light | NA | NA | NA
Primary | Plastics and Polymers | PVC | Conduit | Non threaded |  |  | PVC Conduit - 50 mm - Medium duty | MPP021153 | MPPI0001 | PVC Conduit - 50 mm - Medium duty |  | Black | m | 85472000 |  |  | No |  | Yes | Yes, Branded | No | Approved |  | MPPE0001 | MGPO01 |  |  |  |  | Applicable | Applicable |  |  | 3 | 7 |  | No | IS9537: Part 3 | MPPS0001 | MPPQ0001 | [10 empty] | MPPC0035 | NA | 3000 | NA | NA | 50 | NA | NA | 44.3 | NA | 0.6 | NA | NA | NA | Electrical | NA | NA | NA | NA | NA | NA | NA | NA | NA | Medium | NA | NA | NA
Primary | Plastics and Polymers | PVC | Conduit | Non threaded |  |  | PVC Conduit - 50 mm Heavy duty | MPP021154 | MPPI0001 | PVC Conduit - 50 mm Heavy duty |  | Black | m | 85472000 |  |  | No |  | Yes | Yes, Branded | No | Approved |  | MPPE0001 | MGPO01 |  |  |  |  | Applicable | Applicable |  |  | 3 | 7 |  | No | IS9537: Part 3 | MPPS0001 | MPPQ0001 | [10 empty] | MPPC0036 | NA | 3000 | NA | NA | 50 | NA | NA | 43.2 | NA | 0.6 | NA | NA | NA | Electrical | NA | NA | NA | NA | NA | NA | NA | NA | NA | Heavy | NA | NA | NA
Primary | Plastics and Polymers | PVC | Conduit | Non threaded |  |  | PVC Conduit - 63 mm - Light duty | MPP021155 | MPPI0001 | PVC Conduit - 63 mm - Light duty |  | Black | m | 85472000 |  |  | No |  | Yes | Yes, Branded | No | Approved |  | MPPE0001 | MGPO01 |  |  |  |  | Applicable | Applicable |  |  | 3 | 7 |  | No | IS9537: Part 3 | MPPS0001 | MPPQ0001 | [10 empty] | MPPC0037 | NA | 3000 | NA | NA | 63 | NA | NA | 57.0 | NA | 1 | NA | NA | NA | Electrical | NA | NA | NA | NA | NA | NA | NA | NA | NA | Light | NA | NA | NA
Primary | Plastics and Polymers | PVC | Coupler | Slip-type |  |  | PVC slip type coupler - 16mm | MPP021156 | MPPI0002 | PVC slip type coupler - 16mm |  | Black | m | 85472000 |  |  | No |  | Yes | Yes, Branded | No | Approved |  | MPPE0001 | MGPO01 |  |  |  |  | Applicable | Applicable |  |  | 3 | 7 |  | No | IS 3419 | MPPS0001 | MPPQ0001 | [10 empty] | MPPC0002 | NA | 80 | NA | NA | 16 | 1.1 | NA | NA | NA | NA | NA | NA | NA | Electrical | 16.1 | NA | NA | NA | NA | NA | NA | NA | NA | NA | NA | NA | NA
Primary | Plastics and Polymers | PVC | Coupler | Slip-type |  |  | PVC slip type coupler - 20mm | MPP021157 | MPPI0002 | PVC slip type coupler - 20mm |  | Black | m | 85472000 |  |  | No |  | Yes | Yes, Branded | No | Approved |  | MPPE0001 | MGPO01 |  |  |  |  | Applicable | Applicable |  |  | 3 | 7 |  | No | IS 3419 | MPPS0001 | MPPQ0001 | [10 empty] | MPPC0003 | NA | 80 | NA | NA | 20 | 1.2 | NA | NA | NA | NA | NA | NA | NA | Electrical | 20.1 | NA | NA | NA | NA | NA | NA | NA | NA | NA | NA | NA | NA
Primary | Plastics and Polymers | PVC | Coupler | Slip-type |  |  | PVC slip type coupler - 25mm | MPP021158 | MPPI0002 | PVC slip type coupler - 25mm |  | Black | m | 85472000 |  |  | No |  | Yes | Yes, Branded | No | Approved |  | MPPE0001 | MGPO01 |  |  |  |  | Applicable | Applicable |  |  | 3 | 7 |  | No | IS 3419 | MPPS0001 | MPPQ0001 | [10 empty] | MPPC0004 | NA | 80 | NA | NA | 25 | 1.4 | NA | NA | NA | NA | NA | NA | NA | Electrical | 25.1 | NA | NA | NA | NA | NA | NA | NA | NA | NA | NA | NA | NA
Primary | Plastics and Polymers | PVC | Coupler | Slip-type |  |  | PVC slip type coupler - 32mm | MPP021159 | MPPI0002 | PVC slip type coupler - 32mm |  | Black | m | 85472000 |  |  | No |  | Yes | Yes, Branded | No | Approved |  | MPPE0001 | MGPO01 |  |  |  |  | Applicable | Applicable |  |  | 3 | 7 |  | No | IS 3419 | MPPS0001 | MPPQ0001 | [10 empty] | MPPC0005 | NA | 100 | NA | NA | 32 | 1.5 | NA | NA | NA | NA | NA | NA | NA | Electrical | 32.1 | NA | NA | NA | NA | NA | NA | NA | NA | NA | NA | NA | NA
Primary | Plastics and Polymers | PVC | Coupler | Slip-type |  |  | PVC slip type coupler - 40mm | MPP021160 | MPPI0002 | PVC slip type coupler - 40mm |  | Black | m | 85472000 |  |  | No |  | Yes | Yes, Branded | No | Approved |  | MPPE0001 | MGPO01 |  |  |  |  | Applicable | Applicable |  |  | 3 | 7 |  | No | IS 3419 | MPPS0001 | MPPQ0001 | [10 empty] | MPPC0006 | NA | 100 | NA | NA | 40 | 1.5 | NA | NA | NA | NA | NA | NA | NA | Electrical | 40.1 | NA | NA | NA | NA | NA | NA | NA | NA | NA | NA | NA | NA
Primary | Plastics and Polymers | PVC | Coupler | Slip-type |  |  | PVC slip type coupler - 50mm | MPP021161 | MPPI0002 | PVC slip type coupler - 50mm |  | Black | m | 85472000 |  |  | No |  | Yes | Yes, Branded | No | Approved |  | MPPE0001 | MGPO01 |  |  |  |  | Applicable | Applicable |  |  | 3 | 7 |  | No | IS 3419 | MPPS0001 | MPPQ0001 | [10 empty] | MPPC0007 | NA | 120 | NA | NA | 50 | 1.7 | NA | NA | NA | NA | NA | NA | NA | Electrical | 50.1 | NA | NA | NA | NA | NA | NA | NA | NA | NA | NA | NA | NA
Primary | Plastics and Polymers | PVC | Coupler | Socket-type |  |  | PVC socket type coupler - 16mm | MPP021162 | MPPI0002 | PVC socket type coupler - 16mm |  | Black | m | 85472000 |  |  | No |  | Yes | Yes, Branded | No | Approved |  | MPPE0001 | MGPO01 |  |  |  |  | Applicable | Applicable |  |  | 3 | 7 |  | No | IS 3419 | MPPS0001 | MPPQ0001 | [10 empty] | MPPC0008 | NA | 100 | NA | NA | 16 | 1.1 | NA | NA | NA | NA | NA | NA | NA | Electrical | 16.1 | NA | NA | NA | NA | NA | NA | NA | NA | NA | NA | NA | NA
Primary | Plastics and Polymers | PVC | Coupler | Socket-type |  |  | PVC socket type coupler - 20mm | MPP021163 | MPPI0002 | PVC socket type coupler - 20mm |  | Black | m | 85472000 |  |  | No |  | Yes | Yes, Branded | No | Approved |  | MPPE0001 | MGPO01 |  |  |  |  | Applicable | Applicable |  |  | 3 | 7 |  | No | IS 3419 | MPPS0001 | MPPQ0001 | [10 empty] | MPPC0009 | NA | 100 | NA | NA | 20 | 1.2 | NA | NA | NA | NA | NA | NA | NA | Electrical | 20.1 | NA | NA | NA | NA | NA | NA | NA | NA | NA | NA | NA | NA
Primary | Plastics and Polymers | PVC | Coupler | Socket-type |  |  | PVC socket type coupler - 25mm | MPP021164 | MPPI0002 | PVC socket type coupler - 25mm |  | Black | m | 85472000 |  |  | No |  | Yes | Yes, Branded | No | Approved |  | MPPE0001 | MGPO01 |  |  |  |  | Applicable | Applicable |  |  | 3 | 7 |  | No | IS 3419 | MPPS0001 | MPPQ0001 | [10 empty] | MPPC0010 | NA | 110 | NA | NA | 25 | 1.4 | NA | NA | NA | NA | NA | NA | NA | Electrical | 25.1 | NA | NA | NA | NA | NA | NA | NA | NA | NA | NA | NA | NA
Primary | Plastics and Polymers | PVC | Coupler | Socket-type |  |  | PVC socket type coupler - 32mm | MPP021165 | MPPI0002 | PVC socket type coupler - 32mm |  | Black | m | 85472000 |  |  | No |  | Yes | Yes, Branded | No | Approved |  | MPPE0001 | MGPO01 |  |  |  |  | Applicable | Applicable |  |  | 3 | 7 |  | No | IS 3419 | MPPS0001 | MPPQ0001 | [10 empty] | MPPC0011 | NA | 120 | NA | NA | 32 | 1.4 | NA | NA | NA | NA | NA | NA | NA | Electrical | 32.1 | NA | NA | NA | NA | NA | NA | NA | NA | NA | NA | NA | NA
Primary | Plastics and Polymers | PVC | Coupler | Socket-type |  |  | PVC socket type coupler - 40mm | MPP021166 | MPPI0002 | PVC socket type coupler - 40mm |  | Black | m | 85472000 |  |  | No |  | Yes | Yes, Branded | No | Approved |  | MPPE0001 | MGPO01 |  |  |  |  | Applicable | Applicable |  |  | 3 | 7 |  | No | IS 3419 | MPPS0001 | MPPQ0001 | [10 empty] | MPPC0012 | NA | 130 | NA | NA | 40 | 1.5 | NA | NA | NA | NA | NA | NA | NA | Electrical | 40.1 | NA | NA | NA | NA | NA | NA | NA | NA | NA | NA | NA | NA
Primary | Plastics and Polymers | PVC | Coupler | Socket-type |  |  | PVC socket type coupler - 50mm | MPP021167 | MPPI0002 | PVC socket type coupler - 50mm |  | Black | m | 85472000 |  |  | No |  | Yes | Yes, Branded | No | Approved |  | MPPE0001 | MGPO01 |  |  |  |  | Applicable | Applicable |  |  | 3 | 7 |  | No | IS 3419 | MPPS0001 | MPPQ0001 | [10 empty] | MPPC0013 | NA | 140 | NA | NA | 50 | 1.7 | NA | NA | NA | NA | NA | NA | NA | Electrical | 50.1 | NA | NA | NA | NA | NA | NA | NA | NA | NA | NA | NA | NA
Primary | Plastics and Polymers | PVC | Coupler | Clamp-type |  |  | PVC clamp type coupler - 16mm | MPP021168 | MPPI0002 | PVC clamp type coupler - 16mm |  | Black | m | 85472000 |  |  | No |  | Yes | Yes, Branded | No | Approved |  | MPPE0001 | MGPO01 |  |  |  |  | Applicable | Applicable |  |  | 3 | 7 |  | No | IS 3419 | MPPS0001 | MPPQ0001 | [10 empty] | MPPC0038 | NA | 80 | NA | NA | 16 | 1.1 | NA | NA | NA | NA | NA | NA | NA | Electrical | NA | NA |  |  |  |  | NA | NA | NA | NA | NA | NA | NA
Primary | Plastics and Polymers | PVC | Bend | Normal type |  |  | PVC normal bend - 16mm | MPP021169 | MPPI0003 | PVC normal bend - 16mm |  | Black | m | 85472000 |  |  | No |  | Yes | Yes, Branded | No | Approved |  | MPPE0001 | MGPO01 |  |  |  |  | Applicable | Applicable |  |  | 3 | 7 |  | No | IS 3419 | MPPS0001 | MPPQ0001 | [10 empty] | MPPC0039 | NA | NA | NA | NA | 16 | NA | NA | 13.1 |  | NA | NA | NA | NA | Electrical | NA | NA | NA | NA | NA | NA | NA | NA | NA | NA | NA | NA | NA
Primary | Plastics and Polymers | PVC | Bend | Normal type |  |  | PVC normal bend - 20mm | MPP021170 | MPPI0003 | PVC normal bend - 20mm |  | Black | m | 85472000 |  |  | No |  | Yes | Yes, Branded | No | Approved |  | MPPE0001 | MGPO01 |  |  |  |  | Applicable | Applicable |  |  | 3 | 7 |  | No | IS 3419 | MPPS0001 | MPPQ0001 | [10 empty] | MPPC0040 | NA | NA | NA | NA | 20 | NA | NA | 16.9 |  | NA | NA | NA | NA | Electrical | NA | NA | NA | NA | NA | NA | NA | NA | NA | NA | NA | NA | NA
Primary | Plastics and Polymers | PVC | Bend | Normal type |  |  | PVC normal bend - 25mm | MPP021171 | MPPI0003 | PVC normal bend - 25mm |  | Black | m | 85472000 |  |  | No |  | Yes | Yes, Branded | No | Approved |  | MPPE0001 | MGPO01 |  |  |  |  | Applicable | Applicable |  |  | 3 | 7 |  | No | IS 3419 | MPPS0001 | MPPQ0001 | [10 empty] | MPPC0041 | NA | NA | NA | NA | 25 | NA | NA | 21.3 |  | NA | NA | NA | NA | Electrical | NA | NA | NA | NA | NA | NA | NA | NA | NA | NA | NA | NA | NA
Primary | Plastics and Polymers | PVC | Bend | Normal type |  |  | PVC normal bend - 32mm | MPP021172 | MPPI0003 | PVC normal bend - 32mm |  | Black | m | 85472000 |  |  | No |  | Yes | Yes, Branded | No | Approved |  | MPPE0001 | MGPO01 |  |  |  |  | Applicable | Applicable |  |  | 3 | 7 |  | No | IS 3419 | MPPS0001 | MPPQ0001 | [10 empty] | MPPC0042 | NA | NA | NA | NA | 32 | NA | NA | 27.9 |  | NA | NA | NA | NA | Electrical | NA | NA | NA | NA | NA | NA | NA | NA | NA | NA | NA | NA | NA
Primary | Plastics and Polymers | PVC | Bend | Normal type |  |  | PVC normal bend - 40mm | MPP021173 | MPPI0003 | PVC normal bend - 40mm |  | Black | m | 85472000 |  |  | No |  | Yes | Yes, Branded | No | Approved |  | MPPE0001 | MGPO01 |  |  |  |  | Applicable | Applicable |  |  | 3 | 7 |  | No | IS 3419 | MPPS0001 | MPPQ0001 | [10 empty] | MPPC0043 | NA | NA | NA | NA | 40 | NA | NA | 35.5 |  | NA | NA | NA | NA | Electrical | NA | NA | NA | NA | NA | NA | NA | NA | NA | NA | NA | NA | NA
Primary | Plastics and Polymers | PVC | Bend | Normal type |  |  | PVC normal bend - 50mm | MPP021174 | MPPI0003 | PVC normal bend - 50mm |  | Black | m | 85472000 |  |  | No |  | Yes | Yes, Branded | No | Approved |  | MPPE0001 | MGPO01 |  |  |  |  | Applicable | Applicable |  |  | 3 | 7 |  | No | IS 3419 | MPPS0001 | MPPQ0001 | [10 empty] | MPPC0044 | NA | NA | NA | NA | 50 | NA | NA | 44.7 |  | NA | NA | NA | NA | Electrical | NA | NA | NA | NA | NA | NA | NA | NA | NA | NA | NA | NA | NA
Primary | Plastics and Polymers | PVC | Bend | Slip-type |  |  | PVC slip type bend - 16mm | MPP021175 | MPPI0003 | PVC slip type bend - 16mm |  | Black | m | 85472000 |  |  | No |  | Yes | Yes, Branded | No | Approved |  | MPPE0001 | MGPO01 |  |  |  |  | Applicable | Applicable |  |  | 3 | 7 |  | No | IS 3419 | MPPS0001 | MPPQ0001 | [10 empty] | MPPC0045 | NA | NA | NA | NA | 16 | NA | NA | 13.1 |  | NA | NA | NA | NA | Electrical | 16.1 | NA | NA | NA | NA | NA | NA | NA | NA | NA | NA | NA | NA
Primary | Plastics and Polymers | PVC | Bend | Slip-type |  |  | PVC slip type bend - 20mm | MPP021176 | MPPI0003 | PVC slip type bend - 20mm |  | Black | m | 85472000 |  |  | No |  | Yes | Yes, Branded | No | Approved |  | MPPE0001 | MGPO01 |  |  |  |  | Applicable | Applicable |  |  | 3 | 7 |  | No | IS 3419 | MPPS0001 | MPPQ0001 | [10 empty] | MPPC0046 | NA | NA | NA | NA | 20 | NA | NA | 16.9 |  | NA | NA | NA | NA | Electrical | 20.1 | NA | NA | NA | NA | NA | NA | NA | NA | NA | NA | NA | NA
Primary | Plastics and Polymers | PVC | Bend | Slip-type |  |  | PVC slip type bend - 25mm | MPP021177 | MPPI0003 | PVC slip type bend - 25mm |  | Black | m | 85472000 |  |  | No |  | Yes | Yes, Branded | No | Approved |  | MPPE0001 | MGPO01 |  |  |  |  | Applicable | Applicable |  |  | 3 | 7 |  | No | IS 3419 | MPPS0001 | MPPQ0001 | [10 empty] | MPPC0047 | NA | NA | NA | NA | 25 | NA | NA | 21.3 |  | NA | NA | NA | NA | Electrical | 25.1 | NA | NA | NA | NA | NA | NA | NA | NA | NA | NA | NA | NA
Primary | Plastics and Polymers | PVC | Bend | Slip-type |  |  | PVC slip type bend - 32mm | MPP021178 | MPPI0003 | PVC slip type bend - 32mm |  | Black | m | 85472000 |  |  | No |  | Yes | Yes, Branded | No | Approved |  | MPPE0001 | MGPO01 |  |  |  |  | Applicable | Applicable |  |  | 3 | 7 |  | No | IS 3419 | MPPS0001 | MPPQ0001 | [10 empty] | MPPC0048 | NA | NA | NA | NA | 32 | NA | NA | 27.9 |  | NA | NA | NA | NA | Electrical | 32.1 | NA | NA | NA | NA | NA | NA | NA | NA | NA | NA | NA | NA
Primary | Plastics and Polymers | PVC | Bend | Slip-type |  |  | PVC slip type bend - 40mm | MPP021179 | MPPI0003 | PVC slip type bend - 40mm |  | Black | m | 85472000 |  |  | No |  | Yes | Yes, Branded | No | Approved |  | MPPE0001 | MGPO01 |  |  |  |  | Applicable | Applicable |  |  | 3 | 7 |  | No | IS 3419 | MPPS0001 | MPPQ0001 | [10 empty] | MPPC0049 | NA | NA | NA | NA | 40 | NA | NA | 35.5 |  | NA | NA | NA | NA | Electrical | 40.1 | NA | NA | NA | NA | NA | NA | NA | NA | NA | NA | NA | NA
Primary | Plastics and Polymers | PVC | Bend | Slip-type |  |  | PVC slip type bend - 50mm | MPP021180 | MPPI0003 | PVC slip type bend - 50mm |  | Black | m | 85472000 |  |  | No |  | Yes | Yes, Branded | No | Approved |  | MPPE0001 | MGPO01 |  |  |  |  | Applicable | Applicable |  |  | 3 | 7 |  | No | IS 3419 | MPPS0001 | MPPQ0001 | [10 empty] | MPPC0050 | NA | NA | NA | NA | 50 | NA | NA | 44.7 |  | NA | NA | NA | NA | Electrical | 50.1 | NA | NA | NA | NA | NA | NA | NA | NA | NA | NA | NA | NA
Primary | Plastics and Polymers | PVC | Elbow | Normal type |  |  | PVC normal type elbow - 16mm | MPP021181 | MPPI0004 | PVC normal type elbow - 16mm |  | Black | m | 85472000 |  |  | No |  | Yes | Yes, Branded | No | Approved |  | MPPE0001 | MGPO01 |  |  |  |  | Applicable | Applicable |  |  | 3 | 7 |  | No | IS 3419 | MPPS0001 | MPPQ0001 | [10 empty] | MPPC0051 | NA | NA | NA | NA | 16 | 1.1 | NA | NA |  | NA | NA | NA | NA | Electrical | 16.1 | NA | NA | NA | NA | NA | NA | NA | NA | NA | NA | NA | NA
Primary | Plastics and Polymers | PVC | Elbow | Normal type |  |  | PVC normal type elbow - 20mm | MPP021182 | MPPI0004 | PVC normal type elbow - 20mm |  | Black | m | 85472000 |  |  | No |  | Yes | Yes, Branded | No | Approved |  | MPPE0001 | MGPO01 |  |  |  |  | Applicable | Applicable |  |  | 3 | 7 |  | No | IS 3419 | MPPS0001 | MPPQ0001 | [10 empty] | MPPC0052 | NA | NA | NA | NA | 20 | 1.2 | NA | NA |  | NA | NA | NA | NA | Electrical | 20.1 | NA | NA | NA | NA | NA | NA | NA | NA | NA | NA | NA | NA
Primary | Plastics and Polymers | PVC | Elbow | Normal type |  |  | PVC normal type elbow - 25mm | MPP021183 | MPPI0004 | PVC normal type elbow - 25mm |  | Black | m | 85472000 |  |  | No |  | Yes | Yes, Branded | No | Approved |  | MPPE0001 | MGPO01 |  |  |  |  | Applicable | Applicable |  |  | 3 | 7 |  | No | IS 3419 | MPPS0001 | MPPQ0001 | [10 empty] | MPPC0053 | NA | NA | NA | NA | 25 | 1.4 | NA | NA |  | NA | NA | NA | NA | Electrical | 25.1 | NA | NA | NA | NA | NA | NA | NA | NA | NA | NA | NA | NA
Primary | Plastics and Polymers | PVC | Elbow | Normal type |  |  | PVC normal type elbow - 32mm | MPP021184 | MPPI0004 | PVC normal type elbow - 32mm |  | Black | m | 85472000 |  |  | No |  | Yes | Yes, Branded | No | Approved |  | MPPE0001 | MGPO01 |  |  |  |  | Applicable | Applicable |  |  | 3 | 7 |  | No | IS 3419 | MPPS0001 | MPPQ0001 | [10 empty] | MPPC0054 | NA | NA | NA | NA | 32 | 1.4 | NA | NA |  | NA | NA | NA | NA | Electrical | 32.1 | NA | NA | NA | NA | NA | NA | NA | NA | NA | NA | NA | NA
Primary | Plastics and Polymers | PVC | Elbow | Normal type |  |  | PVC normal type elbow - 40mm | MPP021185 | MPPI0004 | PVC normal type elbow - 40mm |  | Black | m | 85472000 |  |  | No |  | Yes | Yes, Branded | No | Approved |  | MPPE0001 | MGPO01 |  |  |  |  | Applicable | Applicable |  |  | 3 | 7 |  | No | IS 3419 | MPPS0001 | MPPQ0001 | [10 empty] | MPPC0055 | NA | NA | NA | NA | 40 | 1.5 | NA | NA |  | NA | NA | NA | NA | Electrical | 40.1 | NA | NA | NA | NA | NA | NA | NA | NA | NA | NA | NA | NA
Primary | Plastics and Polymers | PVC | Elbow | Normal type |  |  | PVC normal type elbow - 50mm | MPP021186 | MPPI0004 | PVC normal type elbow - 50mm |  | Black | m | 85472000 |  |  | No |  | Yes | Yes, Branded | No | Approved |  | MPPE0001 | MGPO01 |  |  |  |  | Applicable | Applicable |  |  | 3 | 7 |  | No | IS 3419 | MPPS0001 | MPPQ0001 | [10 empty] | MPPC0056 | NA | NA | NA | NA | 50 | 1.7 | NA | NA |  | NA | NA | NA | NA | Electrical | 50.1 | NA | NA | NA | NA | NA | NA | NA | NA | NA | NA | NA | NA
Primary | Plastics and Polymers | PVC | Tee | Normal type |  |  | PVC normal type tee - 16mm | MPP021187 | MPPI0005 | PVC normal type tee - 16mm |  | Black | m | 85472000 |  |  | No |  | Yes | Yes, Branded | No | Approved |  | MPPE0001 | MGPO01 |  |  |  |  | Applicable | Applicable |  |  | 3 | 7 |  | No | IS 3419 | MPPS0001 | MPPQ0001 | [10 empty] | MPPC0057 | NA | NA | NA | NA | 16 | 1.1 | NA | NA |  | NA | NA | NA | NA | Electrical | 16.1 | NA | NA | NA | NA | NA | NA | NA | NA | NA | NA | NA | NA
Primary | Plastics and Polymers | PVC | Tee | Normal type |  |  | PVC normal type tee - 20mm | MPP021188 | MPPI0005 | PVC normal type tee - 20mm |  | Black | m | 85472000 |  |  | No |  | Yes | Yes, Branded | No | Approved |  | MPPE0001 | MGPO01 |  |  |  |  | Applicable | Applicable |  |  | 3 | 7 |  | No | IS 3419 | MPPS0001 | MPPQ0001 | [10 empty] | MPPC0058 | NA | NA | NA | NA | 20 | 1.2 | NA | NA |  | NA | NA | NA | NA | Electrical | 20.1 | NA | NA | NA | NA | NA | NA | NA | NA | NA | NA | NA | NA
Primary | Plastics and Polymers | PVC | Tee | Normal type |  |  | PVC normal type tee - 25mm | MPP021189 | MPPI0005 | PVC normal type tee - 25mm |  | Black | m | 85472000 |  |  | No |  | Yes | Yes, Branded | No | Approved |  | MPPE0001 | MGPO01 |  |  |  |  | Applicable | Applicable |  |  | 3 | 7 |  | No | IS 3419 | MPPS0001 | MPPQ0001 | [10 empty] | MPPC0059 | NA | NA | NA | NA | 25 | 1.4 | NA | NA |  | NA | NA | NA | NA | Electrical | 25.1 | NA | NA | NA | NA | NA | NA | NA | NA | NA | NA | NA | NA
Primary | Plastics and Polymers | PVC | Tee | Normal type |  |  | PVC normal type tee - 32mm | MPP021190 | MPPI0005 | PVC normal type tee - 32mm |  | Black | m | 85472000 |  |  | No |  | Yes | Yes, Branded | No | Approved |  | MPPE0001 | MGPO01 |  |  |  |  | Applicable | Applicable |  |  | 3 | 7 |  | No | IS 3419 | MPPS0001 | MPPQ0001 | [10 empty] | MPPC0060 | NA | NA | NA | NA | 32 | 1.5 | NA | NA |  | NA | NA | NA | NA | Electrical | 32.1 | NA | NA | NA | NA | NA | NA | NA | NA | NA | NA | NA | NA
Primary | Plastics and Polymers | PVC | Tee | Normal type |  |  | PVC normal type tee - 40mm | MPP021191 | MPPI0005 | PVC normal type tee - 40mm |  | Black | m | 85472000 |  |  | No |  | Yes | Yes, Branded | No | Approved |  | MPPE0001 | MGPO01 |  |  |  |  | Applicable | Applicable |  |  | 3 | 7 |  | No | IS 3419 | MPPS0001 | MPPQ0001 | [10 empty] | MPPC0061 | NA | NA | NA | NA | 40 | 1.5 | NA | NA |  | NA | NA | NA | NA | Electrical | 40.1 | NA | NA | NA | NA | NA | NA | NA | NA | NA | NA | NA | NA
Primary | Plastics and Polymers | PVC | Tee | Normal type |  |  | PVC normal type tee - 50mm | MPP021192 | MPPI0005 | PVC normal type tee - 50mm |  | Black | m | 85472000 |  |  | No |  | Yes | Yes, Branded | No | Approved |  | MPPE0001 | MGPO01 |  |  |  |  | Applicable | Applicable |  |  | 3 | 7 |  | No | IS 3419 | MPPS0001 | MPPQ0001 | [10 empty] | MPPC0062 | NA | NA | NA | NA | 50 | 1.7 | NA | NA |  | NA | NA | NA | NA | Electrical | 50.1 | NA | NA | NA | NA | NA | NA | NA | NA | NA | NA | NA | NA
Primary | Plastics and Polymers | PVC | Tee | Socket type |  |  | PVC socketed type tee - 16mm | MPP021193 | MPPI0005 | PVC socketed type tee - 16mm |  | Black | m | 85472000 |  |  | No |  | Yes | Yes, Branded | No | Approved |  | MPPE0001 | MGPO01 |  |  |  |  | Applicable | Applicable |  |  | 3 | 7 |  | No | IS 3419 | MPPS0001 | MPPQ0001 | [10 empty] | MPPC0063 | NA | NA | NA | NA | 16 | 1.1 | NA | NA |  | NA | NA | NA | NA | Electrical | 16.1 | NA | NA | NA | NA | NA | NA | NA | NA | NA | NA | NA | NA
Primary | Plastics and Polymers | PVC | Tee | Socket type |  |  | PVC socketed type tee - 20mm | MPP021194 | MPPI0005 | PVC socketed type tee - 20mm |  | Black | m | 85472000 |  |  | No |  | Yes | Yes, Branded | No | Approved |  | MPPE0001 | MGPO01 |  |  |  |  | Applicable | Applicable |  |  | 3 | 7 |  | No | IS 3419 | MPPS0001 | MPPQ0001 | [10 empty] | MPPC0064 | NA | NA | NA | NA | 20 | 1.2 | NA | NA |  | NA | NA | NA | NA | Electrical | 20.1 | NA | NA | NA | NA | NA | NA | NA | NA | NA | NA | NA | NA
Primary | Plastics and Polymers | PVC | Tee | Socket type |  |  | PVC socketed type tee - 25mm | MPP021195 | MPPI0005 | PVC socketed type tee - 25mm |  | Black | m | 85472000 |  |  | No |  | Yes | Yes, Branded | No | Approved |  | MPPE0001 | MGPO01 |  |  |  |  | Applicable | Applicable |  |  | 3 | 7 |  | No | IS 3419 | MPPS0001 | MPPQ0001 | [10 empty] | MPPC0065 | NA | NA | NA | NA | 25 | 1.4 | NA | NA |  | NA | NA | NA | NA | Electrical | 25.1 | NA | NA | NA | NA | NA | NA | NA | NA | NA | NA | NA | NA
Primary | Plastics and Polymers | PVC | Tee | Socket type |  |  | PVC socketed type tee - 32mm | MPP021196 | MPPI0005 | PVC socketed type tee - 32mm |  | Black | m | 85472000 |  |  | No |  | Yes | Yes, Branded | No | Approved |  | MPPE0001 | MGPO01 |  |  |  |  | Applicable | Applicable |  |  | 3 | 7 |  | No | IS 3419 | MPPS0001 | MPPQ0001 | [10 empty] | MPPC0066 | NA | NA | NA | NA | 32 | 1.5 | NA | NA |  | NA | NA | NA | NA | Electrical | 32.1 | NA | NA | NA | NA | NA | NA | NA | NA | NA | NA | NA | NA
Primary | Plastics and Polymers | PVC | Tee | Socket type |  |  | PVC socketed type tee - 40mm | MPP021197 | MPPI0005 | PVC socketed type tee - 40mm |  | Black | m | 85472000 |  |  | No |  | Yes | Yes, Branded | No | Approved |  | MPPE0001 | MGPO01 |  |  |  |  | Applicable | Applicable |  |  | 3 | 7 |  | No | IS 3419 | MPPS0001 | MPPQ0001 | [10 empty] | MPPC0067 | NA | NA | NA | NA | 40 | 1.5 | NA | NA |  | NA | NA | NA | NA | Electrical | 40.1 | NA | NA | NA | NA | NA | NA | NA | NA | NA | NA | NA | NA
Primary | Plastics and Polymers | PVC | Tee | Socket type |  |  | PVC socketed type tee - 50mm | MPP021198 | MPPI0005 | PVC socketed type tee - 50mm |  | Black | m | 85472000 |  |  | No |  | Yes | Yes, Branded | No | Approved |  | MPPE0001 | MGPO01 |  |  |  |  | Applicable | Applicable |  |  | 3 | 7 |  | No | IS 3419 | MPPS0001 | MPPQ0001 | [10 empty] | MPPC0068 | NA | NA | NA | NA | 50 | 1.7 | NA | NA |  | NA | NA | NA | NA | Electrical | 50.1 | NA | NA | NA | NA | NA | NA | NA | NA | NA | NA | NA | NA
Primary | Plastics and Polymers | PVC | Junction Box (Spout type Circular Box) | 3 way |  |  | PVC Junction Box - 16mm - 3 way | MPP021199 | MPPI0006 | PVC Junction Box - 16mm - 3 way |  | Black | m | 85472000 |  |  | No |  | Yes | Yes, Branded | No | Approved |  | MPPE0001 | MGPO01 |  |  |  |  | Applicable | Applicable |  |  | 3 | 7 |  | No | IS 3419 | MPPS0001 | MPPQ0001 | [10 empty] | MPPC0069 | NA | NA | NA | NA | 16 | NA | NA | NA |  | NA | NA | NA | NA | Electrical | NA | NA | NA | NA | NA | NA | NA | NA | NA | NA | NA | NA | NA
Primary | Plastics and Polymers | PVC | Junction Box (Spout type Circular Box) | 3 way |  |  | PVC Junction Box - 20mm - 3 way | MPP021200 | MPPI0006 | PVC Junction Box - 20mm - 3 way |  | Black | m | 85472000 |  |  | No |  | Yes | Yes, Branded | No | Approved |  | MPPE0001 | MGPO01 |  |  |  |  | Applicable | Applicable |  |  | 3 | 7 |  | No | IS 3419 | MPPS0001 | MPPQ0001 | [10 empty] | MPPC0070 | NA | NA | NA | NA | 20 | NA | NA | NA |  | NA | NA | NA | NA | Electrical | NA | NA | NA | NA | NA | NA | NA | NA | NA | NA | NA | NA | NA
Primary | Plastics and Polymers | PVC | Junction Box (Spout type Circular Box) | 3 way |  |  | PVC Junction Box - 25mm - 3 way | MPP021201 | MPPI0006 | PVC Junction Box - 25mm - 3 way |  | Black | m | 85472000 |  |  | No |  | Yes | Yes, Branded | No | Approved |  | MPPE0001 | MGPO01 |  |  |  |  | Applicable | Applicable |  |  | 3 | 7 |  | No | IS 3419 | MPPS0001 | MPPQ0001 | [10 empty] | MPPC0071 | NA | NA | NA | NA | 25 | NA | NA | NA |  | NA | NA | NA | NA | Electrical | NA | NA | NA | NA | NA | NA | NA | NA | NA | NA | NA | NA | NA
Primary | Plastics and Polymers | PVC | Junction Box (Spout type Circular Box) | 4 way |  |  | PVC Junction Box - 16mm - 4 way | MPP021202 | MPPI0007 | PVC Junction Box - 16mm - 4 way |  | Black | m | 85472000 |  |  | No |  | Yes | Yes, Branded | No | Approved |  | MPPE0001 | MGPO01 |  |  |  |  | Applicable | Applicable |  |  | 3 | 7 |  | No | IS 3419 | MPPS0001 | MPPQ0001 | [10 empty] | MPPC0069 | NA | NA | NA | NA | 16 | NA | NA | NA |  | NA | NA | NA | NA | Electrical | NA | NA | NA | NA | NA | NA | NA | NA | NA | NA | NA | NA | NA
Primary | Plastics and Polymers | PVC | Junction Box (Spout type Circular Box) | 4 way |  |  | PVC Junction Box - 20mm - 4 way | MPP021203 | MPPI0007 | PVC Junction Box - 20mm - 4 way |  | Black | m | 85472000 |  |  | No |  | Yes | Yes, Branded | No | Approved |  | MPPE0001 | MGPO01 |  |  |  |  | Applicable | Applicable |  |  | 3 | 7 |  | No | IS 3419 | MPPS0001 | MPPQ0001 | [10 empty] | MPPC0070 | NA | NA | NA | NA | 20 | NA | NA | NA |  | NA | NA | NA | NA | Electrical | NA | NA | NA | NA | NA | NA | NA | NA | NA | NA | NA | NA | NA
Primary | Plastics and Polymers | PVC | Junction Box (Spout type Circular Box) | 4 way |  |  | PVC Junction Box - 25mm - 4 way | MPP021204 | MPPI0007 | PVC Junction Box - 25mm - 4 way |  | Black | m | 85472000 |  |  | No |  | Yes | Yes, Branded | No | Approved |  | MPPE0001 | MGPO01 |  |  |  |  | Applicable | Applicable |  |  | 3 | 7 |  | No | IS 3419 | MPPS0001 | MPPQ0001 | [10 empty] | MPPC0071 | NA | NA | NA | NA | 25 | NA | NA | NA |  | NA | NA | NA | NA | Electrical | NA | NA | NA | NA | NA | NA | NA | NA | NA | NA | NA | NA | NA
Primary | Plastics and Polymers | uPVC | Pipe | Plain end |  |  | uPVC Pipe - 40mm -Type A - plain end | MPP021205 | MPPI0008 | uPVC Pipe - 40mm -Type A - plain end |  | Grey | m | 39172310 |  |  | No |  | Yes | Yes, Branded | No | Approved |  | MPPE0001 | MGPO01 |  |  |  |  | Applicable | Applicable |  |  | 3 | 7 |  | No | IS 13592 | MPPS0003 | MPPQ0001 | [10 empty] | MPPC0072 | NA | 6000 | NA | NA | 40 | NA | NA | NA |  | NA | NA | NA | NA | Rainwater | NA | NA | NA | NA | NA | NA | NA | NA | NA | NA | A | NA | NA
Primary | Plastics and Polymers | uPVC | Pipe | Plain end |  |  | uPVC Pipe - 50mm -Type A- Plain end | MPP021206 | MPPI0008 | uPVC Pipe - 50mm -Type A- Plain end |  | Grey | m | 39172310 |  |  | No |  | Yes | Yes, Branded | No | Approved |  | MPPE0001 | MGPO01 |  |  |  |  | Applicable | Applicable |  |  | 3 | 7 |  | No | IS 13592 | MPPS0003 | MPPQ0001 | [10 empty] | MPPC0073 | NA | 6000 | NA | NA | 50 | NA | NA | NA |  | NA | NA | NA | NA | Rainwater | NA | NA | NA | NA | NA | NA | NA | NA | NA | NA | A | NA | NA
Primary | Plastics and Polymers | uPVC | Pipe | Plain end |  |  | uPVC Pipe - 63mm -Type A- Plain end | MPP021207 | MPPI0008 | uPVC Pipe - 63mm -Type A- Plain end |  | Grey | m | 39172310 |  |  | No |  | Yes | Yes, Branded | No | Approved |  | MPPE0001 | MGPO01 |  |  |  |  | Applicable | Applicable |  |  | 3 | 7 |  | No | IS 13592 | MPPS0003 | MPPQ0001 | [10 empty] | MPPC0074 | NA | 6000 | NA | NA | 63 | NA | NA | NA |  | NA | NA | NA | NA | Rainwater | NA | NA | NA | NA | NA | NA | NA | NA | NA | NA | A | NA | NA
Primary | Plastics and Polymers | uPVC | Pipe | Plain end |  |  | uPVC Pipe - 75mm -Type A- Plain end | MPP021208 | MPPI0008 | uPVC Pipe - 75mm -Type A- Plain end |  | Grey | m | 39172310 |  |  | No |  | Yes | Yes, Branded | No | Approved |  | MPPE0001 | MGPO01 |  |  |  |  | Applicable | Applicable |  |  | 3 | 7 |  | No | IS 13592 | MPPS0003 | MPPQ0001 | [10 empty] | MPPC0075 | NA | 6000 | NA | NA | 75 | NA | NA | NA |  | NA | NA | NA | NA | Rainwater | NA | NA | NA | NA | NA | NA | NA | NA | NA | NA | A | NA | NA
Primary | Plastics and Polymers | uPVC | Pipe | Plain end |  |  | uPVC Pipe - 90mm -Type A- Plain end | MPP021209 | MPPI0008 | uPVC Pipe - 90mm -Type A- Plain end |  | Grey | m | 39172310 |  |  | No |  | Yes | Yes, Branded | No | Approved |  | MPPE0001 | MGPO01 |  |  |  |  | Applicable | Applicable |  |  | 3 | 7 |  | No | IS 13592 | MPPS0003 | MPPQ0001 | [10 empty] | MPPC0076 | NA | 6000 | NA | NA | 90 | NA | NA | NA |  | NA | NA | NA | NA | Rainwater | NA | NA | NA | NA | NA | NA | NA | NA | NA | NA | A | NA | NA
Primary | Plastics and Polymers | uPVC | Pipe | Plain end |  |  | uPVC Pipe - 110mm -Type A- Plain end | MPP021210 | MPPI0008 | uPVC Pipe - 110mm -Type A- Plain end |  | Grey | m | 39172310 |  |  | No |  | Yes | Yes, Branded | No | Approved |  | MPPE0001 | MGPO01 |  |  |  |  | Applicable | Applicable |  |  | 3 | 7 |  | No | IS 13592 | MPPS0003 | MPPQ0001 | [10 empty] | MPPC0077 | NA | 6000 | NA | NA | 110 | NA | NA | NA |  | NA | NA | NA | NA | Rainwater | NA | NA | NA | NA | NA | NA | NA | NA | NA | NA | A | NA | NA
Primary | Plastics and Polymers | uPVC | Pipe | Plain end |  |  | uPVC Pipe - 125mm -Type A- Plain end | MPP021211 | MPPI0008 | uPVC Pipe - 125mm -Type A- Plain end |  | Grey | m | 39172310 |  |  | No |  | Yes | Yes, Branded | No | Approved |  | MPPE0001 | MGPO01 |  |  |  |  | Applicable | Applicable |  |  | 3 | 7 |  | No | IS 13592 | MPPS0003 | MPPQ0001 | [10 empty] | MPPC0078 | NA | 6000 | NA | NA | 125 | NA | NA | NA |  | NA | NA | NA | NA | Rainwater | NA | NA | NA | NA | NA | NA | NA | NA | NA | NA | A | NA | NA
Primary | Plastics and Polymers | uPVC | Pipe | Plain end |  |  | uPVC Pipe - 140mm -Type A- Plain end | MPP021212 | MPPI0008 | uPVC Pipe - 140mm -Type A- Plain end |  | Grey | m | 39172310 |  |  | No |  | Yes | Yes, Branded | No | Approved |  | MPPE0001 | MGPO01 |  |  |  |  | Applicable | Applicable |  |  | 3 | 7 |  | No | IS 13592 | MPPS0003 | MPPQ0001 | [10 empty] | MPPC0079 | NA | 6000 | NA | NA | 140 | NA | NA | NA |  | NA | NA | NA | NA | Rainwater | NA | NA | NA | NA | NA | NA | NA | NA | NA | NA | A | NA | NA
Primary | Plastics and Polymers | uPVC | Pipe | Plain end |  |  | uPVC Pipe - 160mm -Type A- Plain end | MPP021213 | MPPI0008 | uPVC Pipe - 160mm -Type A- Plain end |  | Grey | m | 39172310 |  |  | No |  | Yes | Yes, Branded | No | Approved |  | MPPE0001 | MGPO01 |  |  |  |  | Applicable | Applicable |  |  | 3 | 7 |  | No | IS 13592 | MPPS0003 | MPPQ0001 | [10 empty] | MPPC0080 | NA | 6000 | NA | NA | 160 | NA | NA | NA |  | NA | NA | NA | NA | Rainwater | NA | NA | NA | NA | NA | NA | NA | NA | NA | NA | A | NA | NA
Primary | Plastics and Polymers | uPVC | Pipe | Plain end |  |  | uPVC Pipe - 40mm -Type B - Plain end | MPP021214 | MPPI0008 | uPVC Pipe - 40mm -Type B - Plain end |  | Grey | m | 39172310 |  |  | No |  | Yes | Yes, Branded | No | Under Development |  | MPPE0001 | MGPO01 |  |  |  |  | Applicable | Applicable |  |  | 3 | 7 |  | No | IS 13592 | MPPS0003 | MPPQ0001 | [10 empty] | MPPC0081 | NA | 6000 | NA | NA | 40 | NA | NA | NA |  | NA | NA | NA | NA | Rainwater | NA | NA | NA | NA | NA | NA | NA | NA | NA | NA | A | NA | NA
Primary | Plastics and Polymers | uPVC | Pipe | Plain end |  |  | uPVC Pipe - 50mm -Type B- Plain end | MPP021215 | MPPI0008 | uPVC Pipe - 50mm -Type B- Plain end |  | Grey | m | 39172310 |  |  | No |  | Yes | Yes, Branded | No | Under Development |  | MPPE0001 | MGPO01 |  |  |  |  | Applicable | Applicable |  |  | 3 | 7 |  | No | IS 13592 | MPPS0003 | MPPQ0001 | [10 empty] | MPPC0082 | NA | 6000 | NA | NA | 50 | NA | NA | NA |  | NA | NA | NA | NA | Soil and waste discharge | NA | NA | NA | NA | NA | NA | NA | NA | NA | NA | B | NA | NA
Primary | Plastics and Polymers | uPVC | Pipe | Plain end |  |  | uPVC Pipe - 63mm -Type B- Plain end | MPP021216 | MPPI0008 | uPVC Pipe - 63mm -Type B- Plain end |  | Grey | m | 39172310 |  |  | No |  | Yes | Yes, Branded | No | Under Development |  | MPPE0001 | MGPO01 |  |  |  |  | Applicable | Applicable |  |  | 3 | 7 |  | No | IS 13592 | MPPS0003 | MPPQ0001 | [10 empty] | MPPC0083 | NA | 6000 | NA | NA | 63 | NA | NA | NA |  | NA | NA | NA | NA | Soil and waste discharge | NA | NA | NA | NA | NA | NA | NA | NA | NA | NA | B | NA | NA
Primary | Plastics and Polymers | uPVC | Pipe | Plain end |  |  | uPVC Pipe - 75mm -Type B- Plain end | MPP021217 | MPPI0008 | uPVC Pipe - 75mm -Type B- Plain end |  | Grey | m | 39172310 |  |  | No |  | Yes | Yes, Branded | No | Under Development |  | MPPE0001 | MGPO01 |  |  |  |  | Applicable | Applicable |  |  | 3 | 7 |  | No | IS 13592 | MPPS0003 | MPPQ0001 | [10 empty] | MPPC0084 | NA | 6000 | NA | NA | 75 | NA | NA | NA |  | NA | NA | NA | NA | Soil and waste discharge | NA | NA | NA | NA | NA | NA | NA | NA | NA | NA | B | NA | NA
Primary | Plastics and Polymers | uPVC | Pipe | Plain end |  |  | uPVC Pipe - 90mm -Type B- Plain end | MPP021218 | MPPI0008 | uPVC Pipe - 90mm -Type B- Plain end |  | Grey | m | 39172310 |  |  | No |  | Yes | Yes, Branded | No | Under Development |  | MPPE0001 | MGPO01 |  |  |  |  | Applicable | Applicable |  |  | 3 | 7 |  | No | IS 13592 | MPPS0003 | MPPQ0001 | [10 empty] | MPPC0085 | NA | 6000 | NA | NA | 90 | NA | NA | NA |  | NA | NA | NA | NA | Soil and waste discharge | NA | NA | NA | NA | NA | NA | NA | NA | NA | NA | B | NA | NA
Primary | Plastics and Polymers | uPVC | Pipe | Plain end |  |  | uPVC Pipe - 110mm -Type B- Plain end | MPP021219 | MPPI0008 | uPVC Pipe - 110mm -Type B- Plain end |  | Grey | m | 39172310 |  |  | No |  | Yes | Yes, Branded | No | Under Development |  | MPPE0001 | MGPO01 |  |  |  |  | Applicable | Applicable |  |  | 3 | 7 |  | No | IS 13592 | MPPS0003 | MPPQ0001 | [10 empty] | MPPC0086 | NA | 6000 | NA | NA | 110 | NA | NA | NA |  | NA | NA | NA | NA | Soil and waste discharge | NA | NA | NA | NA | NA | NA | NA | NA | NA | NA | B | NA | NA
Primary | Plastics and Polymers | uPVC | Pipe | Plain end |  |  | uPVC Pipe - 125mm -Type B- Plain end | MPP021220 | MPPI0008 | uPVC Pipe - 125mm -Type B- Plain end |  | Grey | m | 39172310 |  |  | No |  | Yes | Yes, Branded | No | Under Development |  | MPPE0001 | MGPO01 |  |  |  |  | Applicable | Applicable |  |  | 3 | 7 |  | No | IS 13592 | MPPS0003 | MPPQ0001 | [10 empty] | MPPC0087 | NA | 6000 | NA | NA | 125 | NA | NA | NA |  | NA | NA | NA | NA | Soil and waste discharge | NA | NA | NA | NA | NA | NA | NA | NA | NA | NA | B | NA | NA
Primary | Plastics and Polymers | uPVC | Pipe | Plain end |  |  | uPVC Pipe - 140mm -Type B- Plain end | MPP021221 | MPPI0008 | uPVC Pipe - 140mm -Type B- Plain end |  | Grey | m | 39172310 |  |  | No |  | Yes | Yes, Branded | No | Under Development |  | MPPE0001 | MGPO01 |  |  |  |  | Applicable | Applicable |  |  | 3 | 7 |  | No | IS 13592 | MPPS0003 | MPPQ0001 | [10 empty] | MPPC0088 | NA | 6000 | NA | NA | 140 | NA | NA | NA |  | NA | NA | NA | NA | Soil and waste discharge | NA | NA | NA | NA | NA | NA | NA | NA | NA | NA | B | NA | NA
Primary | Plastics and Polymers | uPVC | Pipe | Plain end |  |  | uPVC Pipe - 160mm -Type B- Plain end | MPP021222 | MPPI0008 | uPVC Pipe - 160mm -Type B- Plain end |  | Grey | m | 39172310 |  |  | No |  | Yes | Yes, Branded | No | Under Development |  | MPPE0001 | MGPO01 |  |  |  |  | Applicable | Applicable |  |  | 3 | 7 |  | No | IS 13592 | MPPS0003 | MPPQ0001 | [10 empty] | MPPC0089 | NA | 6000 | NA | NA | 160 | NA | NA | NA |  | NA | NA | NA | NA | Soil and waste discharge | NA | NA | NA | NA | NA | NA | NA | NA | NA | NA | B | NA | NA
Primary | Plastics and Polymers | uPVC | Pipe | Plain end |  |  | uPVC Pipe - 180mm -Type B- Plain end | MPP021223 | MPPI0008 | uPVC Pipe - 180mm -Type B- Plain end |  | Grey | m | 39172310 |  |  | No |  | Yes | Yes, Branded | No | Under Development |  | MPPE0001 | MGPO01 |  |  |  |  | Applicable | Applicable |  |  | 3 | 7 |  | No | IS 13592 | MPPS0003 | MPPQ0001 | [10 empty] | MPPC0090 | NA | 6000 | NA | NA | 180 | NA | NA | NA |  | NA | NA | NA | NA | Soil and waste discharge | NA | NA | NA | NA | NA | NA | NA | NA | NA | NA | B | NA | NA
Primary | Plastics and Polymers | uPVC | Pipe | Plain end |  |  | uPVC Pipe - 200mm -Type B- Plain end | MPP021224 | MPPI0008 | uPVC Pipe - 200mm -Type B- Plain end |  | Grey | m | 39172310 |  |  | No |  | Yes | Yes, Branded | No | Under Development |  | MPPE0001 | MGPO01 |  |  |  |  | Applicable | Applicable |  |  | 3 | 7 |  | No | IS 13592 | MPPS0003 | MPPQ0001 | [10 empty] | MPPC0091 | NA | 6000 | NA | NA | 200 | NA | NA | NA |  | NA | NA | NA | NA | Soil and waste discharge | NA | NA | NA | NA | NA | NA | NA | NA | NA | NA | B | NA | NA
Primary | Plastics and Polymers | uPVC | Pipe | Plain end |  |  | uPVC Pipe - 250mm -Type B- Plain end | MPP021225 | MPPI0008 | uPVC Pipe - 250mm -Type B- Plain end |  | Grey | m | 39172310 |  |  | No |  | Yes | Yes, Branded | No | Under Development |  | MPPE0001 | MGPO01 |  |  |  |  | Applicable | Applicable |  |  | 3 | 7 |  | No | IS 13592 | MPPS0003 | MPPQ0001 | [10 empty] | MPPC0092 | NA | 6000 | NA | NA | 250 | NA | NA | NA |  | NA | NA | NA | NA | Soil and waste discharge | NA | NA | NA | NA | NA | NA | NA | NA | NA | NA | B | NA | NA
Primary | Plastics and Polymers | uPVC | Pipe | Plain end |  |  | uPVC Pipe - 315mm -Type B- Plain end | MPP021226 | MPPI0008 | uPVC Pipe - 315mm -Type B- Plain end |  | Grey | m | 39172310 |  |  | No |  | Yes | Yes, Branded | No | Under Development |  | MPPE0001 | MGPO01 |  |  |  |  | Applicable | Applicable |  |  | 3 | 7 |  | No | IS 13592 | MPPS0003 | MPPQ0001 | [10 empty] | MPPC0093 | NA | 6000 | NA | NA | 315 | NA | NA | NA |  | NA | NA | NA | NA | Soil and waste discharge | NA | NA | NA | NA | NA | NA | NA | NA | NA | NA | B | NA | NA
Primary | Plastics and Polymers | uPVC | Pipe | Grooved socket |  |  | uPVC Pipe - 40mm -Type A- Grooved socket end | MPP021227 | MPPI0008 | uPVC Pipe - 40mm -Type A- Grooved socket end |  | Grey | m | 39172310 |  |  | No |  | Yes | Yes, Branded | No | Under Development |  | MPPE0001 | MGPO01 |  |  |  |  | Applicable | Applicable |  |  | 3 | 7 |  | No | IS 13592 | MPPS0003 | MPPQ0001 | [10 empty] | MPPC0096 | NA | 6000 | NA | NA | 40 | NA | NA | NA |  | NA | NA | NA | NA | Rainwater | NA | NA | NA | NA | NA | NA | NA | NA | NA | NA | A | NA | NA
Primary | Plastics and Polymers | uPVC | Pipe | Grooved socket |  |  | uPVC Pipe - 50mm -Type A- Grooved socket end | MPP021228 | MPPI0008 | uPVC Pipe - 50mm -Type A- Grooved socket end |  | Grey | m | 39172310 |  |  | No |  | Yes | Yes, Branded | No | Under Development |  | MPPE0001 | MGPO01 |  |  |  |  | Applicable | Applicable |  |  | 3 | 7 |  | No | IS 13592 | MPPS0003 | MPPQ0001 | [10 empty] | MPPC0097 | NA | 6000 | NA | NA | 50 | NA | NA | NA |  | NA | NA | NA | NA | Rainwater | NA | NA | NA | NA | NA | NA | NA | NA | NA | NA | A | NA | NA
Primary | Plastics and Polymers | uPVC | Pipe | Grooved socket |  |  | uPVC Pipe - 63mm -Type A- Grooved socket end | MPP021229 | MPPI0008 | uPVC Pipe - 63mm -Type A- Grooved socket end |  | Grey | m | 39172310 |  |  | No |  | Yes | Yes, Branded | No | Under Development |  | MPPE0001 | MGPO01 |  |  |  |  | Applicable | Applicable |  |  | 3 | 7 |  | No | IS 13592 | MPPS0003 | MPPQ0001 | [10 empty] | MPPC0098 | NA | 6000 | NA | NA | 63 | NA | NA | NA |  | NA | NA | NA | NA | Rainwater | NA | NA | NA | NA | NA | NA | NA | NA | NA | NA | A | NA | NA
Primary | Plastics and Polymers | uPVC | Pipe | Grooved socket |  |  | uPVC Pipe - 75mm -Type A- Grooved socket end | MPP021230 | MPPI0008 | uPVC Pipe - 75mm -Type A- Grooved socket end |  | Grey | m | 39172310 |  |  | No |  | Yes | Yes, Branded | No | Under Development |  | MPPE0001 | MGPO01 |  |  |  |  | Applicable | Applicable |  |  | 3 | 7 |  | No | IS 13592 | MPPS0003 | MPPQ0001 | [10 empty] | MPPC0099 | NA | 6000 | NA | NA | 75 | NA | NA | NA |  | NA | NA | NA | NA | Rainwater | NA | NA | NA | NA | NA | NA | NA | NA | NA | NA | A | NA | NA
Primary | Plastics and Polymers | uPVC | Pipe | Grooved socket |  |  | uPVC Pipe - 90mm -Type A- Grooved socket end | MPP021231 | MPPI0008 | uPVC Pipe - 90mm -Type A- Grooved socket end |  | Grey | m | 39172310 |  |  | No |  | Yes | Yes, Branded | No | Under Development |  | MPPE0001 | MGPO01 |  |  |  |  | Applicable | Applicable |  |  | 3 | 7 |  | No | IS 13592 | MPPS0003 | MPPQ0001 | [10 empty] | MPPC0100 | NA | 6000 | NA | NA | 90 | NA | NA | NA |  | NA | NA | NA | NA | Rainwater | NA | NA | NA | NA | NA | NA | NA | NA | NA | NA | A | NA | NA
Primary | Plastics and Polymers | uPVC | Pipe | Grooved socket |  |  | uPVC Pipe - 110mm -Type A- Grooved socket end | MPP021232 | MPPI0008 | uPVC Pipe - 110mm -Type A- Grooved socket end |  | Grey | m | 39172310 |  |  | No |  | Yes | Yes, Branded | No | Under Development |  | MPPE0001 | MGPO01 |  |  |  |  | Applicable | Applicable |  |  | 3 | 7 |  | No | IS 13592 | MPPS0003 | MPPQ0001 | [10 empty] | MPPC0101 | NA | 6000 | NA | NA | 110 | NA | NA | NA |  | NA | NA | NA | NA | Rainwater | NA | NA | NA | NA | NA | NA | NA | NA | NA | NA | A | NA | NA
Primary | Plastics and Polymers | uPVC | Pipe | Grooved socket |  |  | uPVC Pipe - 125mm -Type A- Grooved socket end | MPP021233 | MPPI0008 | uPVC Pipe - 125mm -Type A- Grooved socket end |  | Grey | m | 39172310 |  |  | No |  | Yes | Yes, Branded | No | Under Development |  | MPPE0001 | MGPO01 |  |  |  |  | Applicable | Applicable |  |  | 3 | 7 |  | No | IS 13592 | MPPS0003 | MPPQ0001 | [10 empty] | MPPC0102 | NA | 6000 | NA | NA | 125 | NA | NA | NA |  | NA | NA | NA | NA | Rainwater | NA | NA | NA | NA | NA | NA | NA | NA | NA | NA | A | NA | NA
Primary | Plastics and Polymers | uPVC | Pipe | Grooved socket |  |  | uPVC Pipe - 140mm -Type A- Grooved socket end | MPP021234 | MPPI0008 | uPVC Pipe - 140mm -Type A- Grooved socket end |  | Grey | m | 39172310 |  |  | No |  | Yes | Yes, Branded | No | Under Development |  | MPPE0001 | MGPO01 |  |  |  |  | Applicable | Applicable |  |  | 3 | 7 |  | No | IS 13592 | MPPS0003 | MPPQ0001 | [10 empty] | MPPC0102 | NA | 6000 | NA | NA | 140 | NA | NA | NA |  | NA | NA | NA | NA | Rainwater | NA | NA | NA | NA | NA | NA | NA | NA | NA | NA | A | NA | NA
Primary | Plastics and Polymers | uPVC | Pipe | Grooved socket |  |  | uPVC Pipe - 160mm -Type A- Grooved socket end | MPP021235 | MPPI0008 | uPVC Pipe - 160mm -Type A- Grooved socket end |  | Grey | m | 39172310 |  |  | No |  | Yes | Yes, Branded | No | Under Development |  | MPPE0001 | MGPO01 |  |  |  |  | Applicable | Applicable |  |  | 3 | 7 |  | No | IS 13592 | MPPS0003 | MPPQ0001 | [10 empty] | MPPC0102 | NA | 6000 | NA | NA | 160 | NA | NA | NA |  | NA | NA | NA | NA | Rainwater | NA | NA | NA | NA | NA | NA | NA | NA | NA | NA | A | NA | NA
Primary | Plastics and Polymers | uPVC | Pipe | Grooved socket |  |  | uPVC Pipe - 180mm -Type A- Grooved socket end | MPP021236 | MPPI0008 | uPVC Pipe - 180mm -Type A- Grooved socket end |  | Grey | m | 39172310 |  |  | No |  | Yes | Yes, Branded | No | Under Development |  | MPPE0001 | MGPO01 |  |  |  |  | Applicable | Applicable |  |  | 3 | 7 |  | No | IS 13592 | MPPS0003 | MPPQ0001 | [10 empty] | MPPC0102 | NA | 6000 | NA | NA | 180 | NA | NA | NA |  | NA | NA | NA | NA | Rainwater | NA | NA | NA | NA | NA | NA | NA | NA | NA | NA | A | NA | NA
Primary | Plastics and Polymers | uPVC | Pipe | Grooved socket |  |  | uPVC Pipe - 200mm -Type A- Grooved socket end | MPP021237 | MPPI0008 | uPVC Pipe - 200mm -Type A- Grooved socket end |  | Grey | m | 39172310 |  |  | No |  | Yes | Yes, Branded | No | Under Development |  | MPPE0001 | MGPO01 |  |  |  |  | Applicable | Applicable |  |  | 3 | 7 |  | No | IS 13592 | MPPS0003 | MPPQ0001 | [10 empty] | MPPC0102 | NA | 6000 | NA | NA | 200 | NA | NA | NA |  | NA | NA | NA | NA | Rainwater | NA | NA | NA | NA | NA | NA | NA | NA | NA | NA | A | NA | NA
Primary | Plastics and Polymers | uPVC | Pipe | Grooved socket |  |  | uPVC Pipe - 250mm -Type A- Grooved socket end | MPP021238 | MPPI0008 | uPVC Pipe - 250mm -Type A- Grooved socket end |  | Grey | m | 39172310 |  |  | No |  | Yes | Yes, Branded | No | Under Development |  | MPPE0001 | MGPO01 |  |  |  |  | Applicable | Applicable |  |  | 3 | 7 |  | No | IS 13592 | MPPS0003 | MPPQ0001 | [10 empty] | MPPC0102 | NA | 6000 | NA | NA | 250 | NA | NA | NA |  | NA | NA | NA | NA | Rainwater | NA | NA | NA | NA | NA | NA | NA | NA | NA | NA | A | NA | NA
Primary | Plastics and Polymers | uPVC | Pipe | Grooved socket |  |  | uPVC Pipe - 315mm -Type A- Grooved socket end | MPP021239 | MPPI0008 | uPVC Pipe - 315mm -Type A- Grooved socket end |  | Grey | m | 39172310 |  |  | No |  | Yes | Yes, Branded | No | Under Development |  | MPPE0001 | MGPO01 |  |  |  |  | Applicable | Applicable |  |  | 3 | 7 |  | No | IS 13592 | MPPS0003 | MPPQ0001 | [10 empty] | MPPC0102 | NA | 6000 | NA | NA | 315 | NA | NA | NA |  | NA | NA | NA | NA | Rainwater | NA | NA | NA | NA | NA | NA | NA | NA | NA | NA | A | NA | NA
Primary | Plastics and Polymers | uPVC | Pipe | Grooved socket |  |  | uPVC Pipe - 40mm -Type B- Grooved socket end | MPP021240 | MPPI0008 | uPVC Pipe - 40mm -Type B- Grooved socket end |  | Grey | m | 39172310 |  |  | No |  | Yes | Yes, Branded | No | Under Development |  | MPPE0001 | MGPO01 |  |  |  |  | Applicable | Applicable |  |  | 3 | 7 |  | No | IS 13592 | MPPS0003 | MPPQ0001 | [10 empty] | MPPC0102 | NA | 6000 | NA | NA | 40 | NA | NA | NA |  | NA | NA | NA | NA | Rainwater | NA | NA | NA | NA | NA | NA | NA | NA | NA | NA | B | NA | NA
Primary | Plastics and Polymers | uPVC | Pipe | Grooved socket |  |  | uPVC Pipe - 50mm -Type B- Grooved socket end | MPP021241 | MPPI0008 | uPVC Pipe - 50mm -Type B- Grooved socket end |  | Grey | m | 39172310 |  |  | No |  | Yes | Yes, Branded | No | Under Development |  | MPPE0001 | MGPO01 |  |  |  |  | Applicable | Applicable |  |  | 3 | 7 |  | No | IS 13592 | MPPS0003 | MPPQ0001 | [10 empty] | MPPC0102 | NA | 6000 | NA | NA | 50 | NA | NA | NA |  | NA | NA | NA | NA | Rainwater | NA | NA | NA | NA | NA | NA | NA | NA | NA | NA | B | NA | NA
Primary | Plastics and Polymers | uPVC | Pipe | Grooved socket |  |  | uPVC Pipe - 63mm -Type B- Grooved socket end | MPP021242 | MPPI0008 | uPVC Pipe - 63mm -Type B- Grooved socket end |  | Grey | m | 39172310 |  |  | No |  | Yes | Yes, Branded | No | Under Development |  | MPPE0001 | MGPO01 |  |  |  |  | Applicable | Applicable |  |  | 3 | 7 |  | No | IS 13592 | MPPS0003 | MPPQ0001 | [10 empty] | MPPC0102 | NA | 6000 | NA | NA | 63 | NA | NA | NA |  | NA | NA | NA | NA | Rainwater | NA | NA | NA | NA | NA | NA | NA | NA | NA | NA | B | NA | NA
Primary | Plastics and Polymers | uPVC | Pipe | Grooved socket |  |  | uPVC Pipe - 75mm -Type B- Grooved socket end | MPP021243 | MPPI0008 | uPVC Pipe - 75mm -Type B- Grooved socket end |  | Grey | m | 39172310 |  |  | No |  | Yes | Yes, Branded | No | Under Development |  | MPPE0001 | MGPO01 |  |  |  |  | Applicable | Applicable |  |  | 3 | 7 |  | No | IS 13592 | MPPS0003 | MPPQ0001 | [10 empty] | MPPC0102 | NA | 6000 | NA | NA | 75 | NA | NA | NA |  | NA | NA | NA | NA | Rainwater | NA | NA | NA | NA | NA | NA | NA | NA | NA | NA | B | NA | NA
Primary | Plastics and Polymers | uPVC | Pipe | Grooved socket |  |  | uPVC Pipe - 90mm -Type B- Grooved socket end | MPP021244 | MPPI0008 | uPVC Pipe - 90mm -Type B- Grooved socket end |  | Grey | m | 39172310 |  |  | No |  | Yes | Yes, Branded | No | Under Development |  | MPPE0001 | MGPO01 |  |  |  |  | Applicable | Applicable |  |  | 3 | 7 |  | No | IS 13592 | MPPS0003 | MPPQ0001 | [10 empty] | MPPC0102 | NA | 6000 | NA | NA | 90 | NA | NA | NA |  | NA | NA | NA | NA | Rainwater | NA | NA | NA | NA | NA | NA | NA | NA | NA | NA | B | NA | NA
Primary | Plastics and Polymers | uPVC | Pipe | Grooved socket |  |  | uPVC Pipe - 110mm -Type B- Grooved socket end | MPP021245 | MPPI0008 | uPVC Pipe - 110mm -Type B- Grooved socket end |  | Grey | m | 39172310 |  |  | No |  | Yes | Yes, Branded | No | Under Development |  | MPPE0001 | MGPO01 |  |  |  |  | Applicable | Applicable |  |  | 3 | 7 |  | No | IS 13592 | MPPS0003 | MPPQ0001 | [10 empty] | MPPC0102 | NA | 6000 | NA | NA | 110 | NA | NA | NA |  | NA | NA | NA | NA | Rainwater | NA | NA | NA | NA | NA | NA | NA | NA | NA | NA | B | NA | NA
Primary | Plastics and Polymers | uPVC | Pipe | Grooved socket |  |  | uPVC Pipe - 125mm -Type B- Grooved socket end | MPP021246 | MPPI0008 | uPVC Pipe - 125mm -Type B- Grooved socket end |  | Grey | m | 39172310 |  |  | No |  | Yes | Yes, Branded | No | Under Development |  | MPPE0001 | MGPO01 |  |  |  |  | Applicable | Applicable |  |  | 3 | 7 |  | No | IS 13592 | MPPS0003 | MPPQ0001 | [10 empty] | MPPC0102 | NA | 6000 | NA | NA | 125 | NA | NA | NA |  | NA | NA | NA | NA | Rainwater | NA | NA | NA | NA | NA | NA | NA | NA | NA | NA | B | NA | NA
Primary | Plastics and Polymers | uPVC | Pipe | Grooved socket |  |  | uPVC Pipe - 140mm -Type B- Grooved socket end | MPP021247 | MPPI0008 | uPVC Pipe - 140mm -Type B- Grooved socket end |  | Grey | m | 39172310 |  |  | No |  | Yes | Yes, Branded | No | Under Development |  | MPPE0001 | MGPO01 |  |  |  |  | Applicable | Applicable |  |  | 3 | 7 |  | No | IS 13592 | MPPS0003 | MPPQ0001 | [10 empty] | MPPC0102 | NA | 6000 | NA | NA | 140 | NA | NA | NA |  | NA | NA | NA | NA | Rainwater | NA | NA | NA | NA | NA | NA | NA | NA | NA | NA | B | NA | NA
Primary | Plastics and Polymers | uPVC | Pipe | Grooved socket |  |  | uPVC Pipe - 160mm -Type B- Grooved socket end | MPP021248 | MPPI0008 | uPVC Pipe - 160mm -Type B- Grooved socket end |  | Grey | m | 39172310 |  |  | No |  | Yes | Yes, Branded | No | Under Development |  | MPPE0001 | MGPO01 |  |  |  |  | Applicable | Applicable |  |  | 3 | 7 |  | No | IS 13592 | MPPS0003 | MPPQ0001 | [10 empty] | MPPC0102 | NA | 6000 | NA | NA | 160 | NA | NA | NA |  | NA | NA | NA | NA | Rainwater | NA | NA | NA | NA | NA | NA | NA | NA | NA | NA | B | NA | NA
Primary | Plastics and Polymers | uPVC | Pipe | Grooved socket |  |  | uPVC Pipe - 180mm -Type B- Grooved socket end | MPP021249 | MPPI0008 | uPVC Pipe - 180mm -Type B- Grooved socket end |  | Grey | m | 39172310 |  |  | No |  | Yes | Yes, Branded | No | Under Development |  | MPPE0001 | MGPO01 |  |  |  |  | Applicable | Applicable |  |  | 3 | 7 |  | No | IS 13592 | MPPS0003 | MPPQ0001 | [10 empty] | MPPC0102 | NA | 6000 | NA | NA | 180 | NA | NA | NA |  | NA | NA | NA | NA | Rainwater | NA | NA | NA | NA | NA | NA | NA | NA | NA | NA | B | NA | NA
Primary | Plastics and Polymers | uPVC | Pipe | Grooved socket |  |  | uPVC Pipe - 200mm -Type B- Grooved socket end | MPP021250 | MPPI0008 | uPVC Pipe - 200mm -Type B- Grooved socket end |  | Grey | m | 39172310 |  |  | No |  | Yes | Yes, Branded | No | Under Development |  | MPPE0001 | MGPO01 |  |  |  |  | Applicable | Applicable |  |  | 3 | 7 |  | No | IS 13592 | MPPS0003 | MPPQ0001 | [10 empty] | MPPC0102 | NA | 6000 | NA | NA | 200 | NA | NA | NA |  | NA | NA | NA | NA | Rainwater | NA | NA | NA | NA | NA | NA | NA | NA | NA | NA | B | NA | NA
Primary | Plastics and Polymers | uPVC | Pipe | Grooved socket |  |  | uPVC Pipe - 250mm -Type B- Grooved socket end | MPP021251 | MPPI0008 | uPVC Pipe - 250mm -Type B- Grooved socket end |  | Grey | m | 39172310 |  |  | No |  | Yes | Yes, Branded | No | Under Development |  | MPPE0001 | MGPO01 |  |  |  |  | Applicable | Applicable |  |  | 3 | 7 |  | No | IS 13592 | MPPS0003 | MPPQ0001 | [10 empty] | MPPC0102 | NA | 6000 | NA | NA | 250 | NA | NA | NA |  | NA | NA | NA | NA | Rainwater | NA | NA | NA | NA | NA | NA | NA | NA | NA | NA | B | NA | NA
Primary | Plastics and Polymers | uPVC | Pipe | Grooved socket |  |  | uPVC Pipe - 315mm -Type B- Grooved socket end | MPP021252 | MPPI0008 | uPVC Pipe - 315mm -Type B- Grooved socket end |  | Grey | m | 39172310 |  |  | No |  | Yes | Yes, Branded | No | Under Development |  | MPPE0001 | MGPO01 |  |  |  |  | Applicable | Applicable |  |  | 3 | 7 |  | No | IS 13592 | MPPS0003 | MPPQ0001 | [10 empty] | MPPC0102 | NA | 6000 | NA | NA | 315 | NA | NA | NA |  | NA | NA | NA | NA | Rainwater | NA | NA | NA | NA | NA | NA | NA | NA | NA | NA | B | NA | NA
Primary | Plastics and Polymers | uPVC | Pipe | Solvent cement end |  |  | uPVC Pipe - 40mm -Type A- Solvent cement joint end | MPP021253 | MPPI0008 | uPVC Pipe - 40mm -Type A- Solvent cement joint end |  | Grey | m | 39172310 |  |  | No |  | Yes | Yes, Branded | No | Under Development |  | MPPE0001 | MGPO01 |  |  |  |  | Applicable | Applicable |  |  | 3 | 7 |  | No | IS 13592 | MPPS0003 | MPPQ0001 | [10 empty] | MPPC0094 | NA | 6000 | NA | NA | 40 | NA | NA | NA |  | NA | NA | NA | NA |  | NA | NA | NA | NA | NA | NA | NA | NA | NA | NA | A | NA | NA
Primary | Plastics and Polymers | uPVC | Pipe | Solvent cement end |  |  | uPVC Pipe - 40mm -Type B- Solvent cement joint end | MPP021254 | MPPI0008 | uPVC Pipe - 40mm -Type B- Solvent cement joint end |  | Grey | m | 39172310 |  |  | No |  | Yes | Yes, Branded | No | Under Development |  | MPPE0001 | MGPO01 |  |  |  |  | Applicable | Applicable |  |  | 3 | 7 |  | No | IS 13592 | MPPS0003 | MPPQ0001 | [10 empty] | MPPC0095 | NA | 6000 | NA | NA | 40 | NA | NA | NA |  | NA | NA | NA | NA |  | NA | NA | NA | NA | NA | NA | NA | NA | NA | NA | B | NA | NA
Primary | Plastics and Polymers | uPVC | Coupler | Rubber ring |  |  | uPVC Coupler - 75mm - Rubber ring joint | MPP021255 | MPPI0009 | uPVC Coupler - 75mm - Rubber ring joint |  | Grey | Nos | 39172310 |  |  | No |  | Yes | Yes, Branded | No | Under Development |  | MPPE0001 | MGPO01 |  |  |  |  | Applicable | Applicable |  |  | 3 | 7 |  | No | IS 14735 | MPPS0003 | MPPQ0001 | [12 empty] | NA | NA | NA | 75 | NA | NA | NA |  | NA | NA | NA | NA | Soil, Waste and Rainwater (SWR) | NA | NA | NA | NA | NA | NA | NA | NA | NA | NA | NA | NA | NA
Primary | Plastics and Polymers | uPVC | Coupler | Rubber ring |  |  | uPVC Coupler - 90mm - Rubber ring joint | MPP021256 | MPPI0009 | uPVC Coupler - 90mm - Rubber ring joint |  | Grey | Nos | 39172310 |  |  | No |  | Yes | Yes, Branded | No | Under Development |  | MPPE0001 | MGPO01 |  |  |  |  | Applicable | Applicable |  |  | 3 | 7 |  | No | IS 14735 | MPPS0003 | MPPQ0001 | [12 empty] | NA | NA | NA | 90 | NA | NA | NA |  | NA | NA | NA | NA | Soil, Waste and Rainwater (SWR) | NA | NA | NA | NA | NA | NA | NA | NA | NA | NA | NA | NA | NA
Primary | Plastics and Polymers | uPVC | Coupler | Rubber ring |  |  | uPVC Coupler - 110mm - Rubber ring joint | MPP021257 | MPPI0009 | uPVC Coupler - 110mm - Rubber ring joint |  | Grey | Nos | 39172310 |  |  | No |  | Yes | Yes, Branded | No | Under Development |  | MPPE0001 | MGPO01 |  |  |  |  | Applicable | Applicable |  |  | 3 | 7 |  | No | IS 14735 | MPPS0003 | MPPQ0001 | [12 empty] | NA | NA | NA | 110 | NA | NA | NA |  | NA | NA | NA | NA | Soil, Waste and Rainwater (SWR) | NA | NA | NA | NA | NA | NA | NA | NA | NA | NA | NA | NA | NA
Primary | Plastics and Polymers | uPVC | Bend 87.5 | Rubber ring |  |  | uPVC Bend 87.5 - 75mm - Rubber ring joint | MPP021258 | MPPI0010 | uPVC Bend 87.5 - 75mm - Rubber ring joint |  | Grey | Nos | 39172310 |  |  | No |  | Yes | Yes, Branded | No | Under Development |  | MPPE0001 | MGPO01 |  |  |  |  | Applicable | Applicable |  |  | 3 | 7 |  | No | IS 14735 | MPPS0003 | MPPQ0001 | [12 empty] | NA | NA | NA | 75 | NA | NA | NA |  | NA | NA | NA | NA | Soil, Waste and Rainwater (SWR) | NA | NA | NA | NA | NA | NA | NA | NA | NA | NA | NA | NA | NA
Primary | Plastics and Polymers | uPVC | Bend 87.5 | Rubber ring |  |  | uPVC Bend 87.5 - 90mm - Rubber ring joint | MPP021259 | MPPI0010 | uPVC Bend 87.5 - 90mm - Rubber ring joint |  | Grey | Nos | 39172310 |  |  | No |  | Yes | Yes, Branded | No | Under Development |  | MPPE0001 | MGPO01 |  |  |  |  | Applicable | Applicable |  |  | 3 | 7 |  | No | IS 14735 | MPPS0003 | MPPQ0001 | [12 empty] | NA | NA | NA | 90 | NA | NA | NA |  | NA | NA | NA | NA | Soil, Waste and Rainwater (SWR) | NA | NA | NA | NA | NA | NA | NA | NA | NA | NA | NA | NA | NA
Primary | Plastics and Polymers | uPVC | Bend 87.5 | Rubber ring |  |  | uPVC Bend 87.5 - 110mm - Rubber ring joint | MPP021260 | MPPI0010 | uPVC Bend 87.5 - 110mm - Rubber ring joint |  | Grey | Nos | 39172310 |  |  | No |  | Yes | Yes, Branded | No | Under Development |  | MPPE0001 | MGPO01 |  |  |  |  | Applicable | Applicable |  |  | 3 | 7 |  | No | IS 14735 | MPPS0003 | MPPQ0001 | [12 empty] | NA | NA | NA | 110 | NA | NA | NA |  | NA | NA | NA | NA | Soil, Waste and Rainwater (SWR) | NA | NA | NA | NA | NA | NA | NA | NA | NA | NA | NA | NA | NA
Primary | Plastics and Polymers | uPVC | Bend 87.5 | Rubber ring |  |  | uPVC Bend 87.5 - 160mm - Rubber ring joint | MPP021261 | MPPI0010 | uPVC Bend 87.5 - 160mm - Rubber ring joint |  | Grey | Nos | 39172310 |  |  | No |  | Yes | Yes, Branded | No | Under Development |  | MPPE0001 | MGPO01 |  |  |  |  | Applicable | Applicable |  |  | 3 | 7 |  | No | IS 14735 | MPPS0003 | MPPQ0001 | [12 empty] | NA | NA | NA | 160 | NA | NA | NA |  | NA | NA | NA | NA | Soil, Waste and Rainwater (SWR) | NA | NA | NA | NA | NA | NA | NA | NA | NA | NA | NA | NA | NA
Primary | Plastics and Polymers | uPVC | Bend 87.5 with door | Rubber ring |  |  | uPVC Bend with door - 75mm - Rubber ring joint | MPP021262 | MPPI0011 | uPVC Bend with door - 75mm - Rubber ring joint |  | Grey | Nos | 39172310 |  |  | No |  | Yes | Yes, Branded | No | Under Development |  | MPPE0001 | MGPO01 |  |  |  |  | Applicable | Applicable |  |  | 3 | 7 |  | No | IS 14735 | MPPS0003 | MPPQ0001 | [12 empty] | NA | NA | NA | 75 | NA | NA | NA |  | NA | NA | NA | NA | Soil, Waste and Rainwater (SWR) | NA | NA | NA | NA | NA | NA | NA | NA | NA | NA | NA | NA | NA
Primary | Plastics and Polymers | uPVC | Bend 87.5 with door | Rubber ring |  |  | uPVC Bend with door - 90mm - Rubber ring joint | MPP021263 | MPPI0011 | uPVC Bend with door - 90mm - Rubber ring joint |  | Grey | Nos | 39172310 |  |  | No |  | Yes | Yes, Branded | No | Under Development |  | MPPE0001 | MGPO01 |  |  |  |  | Applicable | Applicable |  |  | 3 | 7 |  | No | IS 14735 | MPPS0003 | MPPQ0001 | [12 empty] | NA | NA | NA | 90 | NA | NA | NA |  | NA | NA | NA | NA | Soil, Waste and Rainwater (SWR) | NA | NA | NA | NA | NA | NA | NA | NA | NA | NA | NA | NA | NA
Primary | Plastics and Polymers | uPVC | Bend 87.5 with door | Rubber ring |  |  | uPVC Bend with door - 110mm - Rubber ring joint | MPP021264 | MPPI0011 | uPVC Bend with door - 110mm - Rubber ring joint |  | Grey | Nos | 39172310 |  |  | No |  | Yes | Yes, Branded | No | Under Development |  | MPPE0001 | MGPO01 |  |  |  |  | Applicable | Applicable |  |  | 3 | 7 |  | No | IS 14735 | MPPS0003 | MPPQ0001 | [12 empty] | NA | NA | NA | 110 | NA | NA | NA |  | NA | NA | NA | NA | Soil, Waste and Rainwater (SWR) | NA | NA | NA | NA | NA | NA | NA | NA | NA | NA | NA | NA | NA
Primary | Plastics and Polymers | uPVC | Bend 87.5 with door | Rubber ring |  |  | uPVC Bend with door - 160mm - Rubber ring joint | MPP021265 | MPPI0011 | uPVC Bend with door - 160mm - Rubber ring joint |  | Grey | Nos | 39172310 |  |  | No |  | Yes | Yes, Branded | No | Under Development |  | MPPE0001 | MGPO01 |  |  |  |  | Applicable | Applicable |  |  | 3 | 7 |  | No | IS 14735 | MPPS0003 | MPPQ0001 | [12 empty] | NA | NA | NA | 160 | NA | NA | NA |  | NA | NA | NA | NA | Soil, Waste and Rainwater (SWR) | NA | NA | NA | NA | NA | NA | NA | NA | NA | NA | NA | NA | NA
Primary | Plastics and Polymers | uPVC | Single T | Rubber ring |  |  | uPVC single T - 75mm - Rubber ring joint | MPP021266 | MPPI0012 | uPVC single T - 75mm - Rubber ring joint |  | Grey | Nos | 39172310 |  |  | No |  | Yes | Yes, Branded | No | Under Development |  | MPPE0001 | MGPO01 |  |  |  |  | Applicable | Applicable |  |  | 3 | 7 |  | No | IS 14735 | MPPS0003 | MPPQ0001 | [12 empty] | NA | NA | NA | 75 | NA | NA | NA |  | NA | NA | NA | NA | Soil, Waste and Rainwater (SWR) | NA | NA | NA | NA | NA | NA | NA | NA | NA | NA | NA | NA | NA
Primary | Plastics and Polymers | uPVC | Single T with door | Rubber ring |  |  | uPVC single T with door - 75mm - Rubber ring joint | MPP021267 | MPPI0013 | uPVC single T with door - 75mm - Rubber ring joint |  | Grey | Nos | 39172310 |  |  | No |  | Yes | Yes, Branded | No | Under Development |  | MPPE0001 | MGPO01 |  |  |  |  | Applicable | Applicable |  |  | 3 | 7 |  | No | IS 14735 | MPPS0003 | MPPQ0001 | [12 empty] | NA | NA | NA | 75 | NA | NA | NA |  | NA | NA | NA | NA | Soil, Waste and Rainwater (SWR) | NA | NA | NA | NA | NA | NA | NA | NA | NA | NA | NA | NA | NA
Primary | Plastics and Polymers | uPVC | Double T | Rubber ring |  |  | uPVC double T - 75mm - Rubber ring joint | MPP021268 | MPPI0014 | uPVC double T - 75mm - Rubber ring joint |  | Grey | Nos | 39172310 |  |  | No |  | Yes | Yes, Branded | No | Under Development |  | MPPE0001 | MGPO01 |  |  |  |  | Applicable | Applicable |  |  | 3 | 7 |  | No | IS 14735 | MPPS0003 | MPPQ0001 | [12 empty] | NA | NA | NA | 75 | NA | NA | NA |  | NA | NA | NA | NA | Soil, Waste and Rainwater (SWR) | NA | NA | NA | NA | NA | NA | NA | NA | NA | NA | NA | NA | NA
Primary | Plastics and Polymers | uPVC | Double T with door | Rubber ring |  |  | uPVC double T with door - 75mm - Rubber ring joint | MPP021269 | MPPI0015 | uPVC double T with door - 75mm - Rubber ring joint |  | Grey | Nos | 39172310 |  |  | No |  | Yes | Yes, Branded | No | Under Development |  | MPPE0001 | MGPO01 |  |  |  |  | Applicable | Applicable |  |  | 3 | 7 |  | No | IS 14735 | MPPS0003 | MPPQ0001 | [12 empty] | NA | NA | NA | 75 | NA | NA | NA |  | NA | NA | NA | NA | Soil, Waste and Rainwater (SWR) | NA | NA | NA | NA | NA | NA | NA | NA | NA | NA | NA | NA | NA
Primary | Plastics and Polymers | uPVC | Single Y | Rubber ring |  |  | uPVC single Y - 75mm - Rubber ring joint | MPP021270 | MPPI0016 | uPVC single Y - 75mm - Rubber ring joint |  | Grey | Nos | 39172310 |  |  | No |  | Yes | Yes, Branded | No | Under Development |  | MPPE0001 | MGPO01 |  |  |  |  | Applicable | Applicable |  |  | 3 | 7 |  | No | IS 14735 | MPPS0003 | MPPQ0001 | [12 empty] | NA | NA | NA | 75 | NA | NA | NA |  | NA | NA | NA | NA | Soil, Waste and Rainwater (SWR) | NA | NA | NA | NA | NA | NA | NA | NA | NA | NA | NA | NA | NA
Primary | Plastics and Polymers | uPVC | Single Y with door | Rubber ring |  |  | uPVC single Y with door - 75mm - Rubber ring joint | MPP021271 | MPPI0017 | uPVC single Y with door - 75mm - Rubber ring joint |  | Grey | Nos | 39172310 |  |  | No |  | Yes | Yes, Branded | No | Under Development |  | MPPE0001 | MGPO01 |  |  |  |  | Applicable | Applicable |  |  | 3 | 7 |  | No | IS 14735 | MPPS0003 | MPPQ0001 | [12 empty] | NA | NA | NA | 75 | NA | NA | NA |  | NA | NA | NA | NA | Soil, Waste and Rainwater (SWR) | NA | NA | NA | NA | NA | NA | NA | NA | NA | NA | NA | NA | NA
Primary | Plastics and Polymers | uPVC | Double Y | Rubber ring |  |  | uPVC double Y - 75mm - Rubber ring joint | MPP021272 | MPPI0018 | uPVC double Y - 75mm - Rubber ring joint |  | Grey | Nos | 39172310 |  |  | No |  | Yes | Yes, Branded | No | Under Development |  | MPPE0001 | MGPO01 |  |  |  |  | Applicable | Applicable |  |  | 3 | 7 |  | No | IS 14735 | MPPS0003 | MPPQ0001 | [12 empty] | NA | NA | NA | 75 | NA | NA | NA |  | NA | NA | NA | NA | Soil, Waste and Rainwater (SWR) | NA | NA | NA | NA | NA | NA | NA | NA | NA | NA | NA | NA | NA
Primary | Plastics and Polymers | uPVC | Double Y with door | Rubber ring |  |  | uPVC double Y with door - 75mm - Rubber ring joint | MPP021273 | MPPI0019 | uPVC double Y with door - 75mm - Rubber ring joint |  | Grey | Nos | 39172310 |  |  | No |  | Yes | Yes, Branded | No | Under Development |  | MPPE0001 | MGPO01 |  |  |  |  | Applicable | Applicable |  |  | 3 | 7 |  | No | IS 14735 | MPPS0003 | MPPQ0001 | [12 empty] | NA | NA | NA | 75 | NA | NA | NA |  | NA | NA | NA | NA | Soil, Waste and Rainwater (SWR) | NA | NA | NA | NA | NA | NA | NA | NA | NA | NA | NA | NA | NA
Primary | Plastics and Polymers | uPVC | Bend 45 | Rubber ring |  |  | uPVC bend 45 - 75mm - Rubber ring joint | MPP021274 | MPPI0020 | uPVC bend 45 - 75mm - Rubber ring joint |  | Grey | Nos | 39172310 |  |  | No |  | Yes | Yes, Branded | No | Under Development |  | MPPE0001 | MGPO01 |  |  |  |  | Applicable | Applicable |  |  | 3 | 7 |  | No | IS 14735 | MPPS0003 | MPPQ0001 | [12 empty] | NA | NA | NA | 75 | NA | NA | NA |  | NA | NA | NA | NA | Soil, Waste and Rainwater (SWR) | NA | NA | NA | NA | NA | NA | NA | NA | NA | NA | NA | NA | NA
Primary | Plastics and Polymers | uPVC | Cleansing pipe | Cleansing pipe |  |  | uPVC cleansing pipe - 75mm | MPP021275 | MPPI0021 | uPVC cleansing pipe - 75mm |  | Grey | Nos | 39172310 |  |  | No |  | Yes | Yes, Branded | No | Under Development |  | MPPE0001 | MGPO01 |  |  |  |  | Applicable | Applicable |  |  | 3 | 7 |  | No | IS 14735 | MPPS0003 | MPPQ0001 | [10 empty] | NA |  | NA | NA | NA | 75 | NA | NA | NA |  | NA | NA | NA | NA | Soil, Waste and Rainwater (SWR) | NA | NA | NA | NA | NA | NA | NA | NA | NA | NA | NA | NA | NA
Primary | Plastics and Polymers | uPVC | Coupler | Solvent joint |  |  | uPVC Coupler - 75mm - Solvent joint | MPP021276 | MPPI0022 | uPVC Coupler - 75mm - Solvent joint |  | Grey | Nos | 39172310 |  |  | No |  | Yes | Yes, Branded | No | Under Development |  | MPPE0001 | MGPO01 |  |  |  |  | Applicable | Applicable |  |  | 3 | 7 |  | No | IS 14735 | MPPS0003 | MPPQ0001 | [10 empty] | MPPC0122 |  | NA | NA | NA | 75 | NA | NA | NA |  | NA | NA | NA | NA | Soil, Waste and Rainwater (SWR) | NA | NA | NA | NA | NA | NA | NA | NA | NA | NA | NA | NA | NA
Primary | Plastics and Polymers | uPVC | Bend 87.5 | Solvent joint |  |  | uPVC Bend 87.5 - 75mm - Solvent joint | MPP021277 | MPPI0010 | uPVC Bend 87.5 - 75mm - Solvent joint |  | Grey | Nos | 39172310 |  |  | No |  | Yes | Yes, Branded | No | Under Development |  | MPPE0001 | MGPO01 |  |  |  |  | Applicable | Applicable |  |  | 3 | 7 |  | No | IS 14735 | MPPS0003 | MPPQ0001 | [10 empty] | MPPC0122 |  | NA | NA | NA | 75 | NA | NA | NA |  | NA | NA | NA | NA | Soil, Waste and Rainwater (SWR) | NA | NA | NA | NA | NA | NA | NA | NA | NA | NA | NA | NA | NA
Primary | Plastics and Polymers | uPVC | Bend 87.5 with door | Solvent joint |  |  | uPVC Bend with door - 75mm - Solvent joint | MPP021278 | MPPI0011 | uPVC Bend with door - 75mm - Solvent joint |  | Grey | Nos | 39172310 |  |  | No |  | Yes | Yes, Branded | No | Under Development |  | MPPE0001 | MGPO01 |  |  |  |  | Applicable | Applicable |  |  | 3 | 7 |  | No | IS 14735 | MPPS0003 | MPPQ0001 | [10 empty] | MPPC0122 |  | NA | NA | NA | 75 | NA | NA | NA |  | NA | NA | NA | NA | Soil, Waste and Rainwater (SWR) | NA | NA | NA | NA | NA | NA | NA | NA | NA | NA | NA | NA | NA
Primary | Plastics and Polymers | uPVC | Single T | Solvent joint |  |  | uPVC single T - 75mm - Solvent joint | MPP021279 | MPPI0012 | uPVC single T - 75mm - Solvent joint |  | Grey | Nos | 39172310 |  |  | No |  | Yes | Yes, Branded | No | Under Development |  | MPPE0001 | MGPO01 |  |  |  |  | Applicable | Applicable |  |  | 3 | 7 |  | No | IS 14735 | MPPS0003 | MPPQ0001 | [10 empty] | MPPC0122 |  | NA | NA | NA | 75 | NA | NA | NA |  | NA | NA | NA | NA | Soil, Waste and Rainwater (SWR) | NA | NA | NA | NA | NA | NA | NA | NA | NA | NA | NA | NA | NA
Primary | Plastics and Polymers | uPVC | Single T with door | Solvent joint |  |  | uPVC single T with door - 75mm - Solvent joint | MPP021280 | MPPI0013 | uPVC single T with door - 75mm - Solvent joint |  | Grey | Nos | 39172310 |  |  | No |  | Yes | Yes, Branded | No | Under Development |  | MPPE0001 | MGPO01 |  |  |  |  | Applicable | Applicable |  |  | 3 | 7 |  | No | IS 14735 | MPPS0003 | MPPQ0001 | [10 empty] | MPPC0122 |  | NA | NA | NA | 75 | NA | NA | NA |  | NA | NA | NA | NA | Soil, Waste and Rainwater (SWR) | NA | NA | NA | NA | NA | NA | NA | NA | NA | NA | NA | NA | NA
Primary | Plastics and Polymers | uPVC | Double T | Solvent joint |  |  | uPVC double T - 75mm - Solvent joint | MPP021281 | MPPI0014 | uPVC double T - 75mm - Solvent joint |  | Grey | Nos | 39172310 |  |  | No |  | Yes | Yes, Branded | No | Under Development |  | MPPE0001 | MGPO01 |  |  |  |  | Applicable | Applicable |  |  | 3 | 7 |  | No | IS 14735 | MPPS0003 | MPPQ0001 | [10 empty] | MPPC0122 |  | NA | NA | NA | 75 | NA | NA | NA |  | NA | NA | NA | NA | Soil, Waste and Rainwater (SWR) | NA | NA | NA | NA | NA | NA | NA | NA | NA | NA | NA | NA | NA
Primary | Plastics and Polymers | uPVC | Double T with door | Solvent joint |  |  | uPVC double T with door - 75mm - Solvent joint | MPP021282 | MPPI0015 | uPVC double T with door - 75mm - Solvent joint |  | Grey | Nos | 39172310 |  |  | No |  | Yes | Yes, Branded | No | Under Development |  | MPPE0001 | MGPO01 |  |  |  |  | Applicable | Applicable |  |  | 3 | 7 |  | No | IS 14735 | MPPS0003 | MPPQ0001 | [10 empty] | MPPC0122 |  | NA | NA | NA | 75 | NA | NA | NA |  | NA | NA | NA | NA | Soil, Waste and Rainwater (SWR) | NA | NA | NA | NA | NA | NA | NA | NA | NA | NA | NA | NA | NA
Primary | Plastics and Polymers | uPVC | Single Y | Solvent joint |  |  | uPVC single Y - 75mm - Solvent joint | MPP021283 | MPPI0016 | uPVC single Y - 75mm - Solvent joint |  | Grey | Nos | 39172310 |  |  | No |  | Yes | Yes, Branded | No | Under Development |  | MPPE0001 | MGPO01 |  |  |  |  | Applicable | Applicable |  |  | 3 | 7 |  | No | IS 14735 | MPPS0003 | MPPQ0001 | [10 empty] | MPPC0122 |  | NA | NA | NA | 75 | NA | NA | NA |  | NA | NA | NA | NA | Soil, Waste and Rainwater (SWR) | NA | NA | NA | NA | NA | NA | NA | NA | NA | NA | NA | NA | NA
Primary | Plastics and Polymers | uPVC | Single Y with door | Solvent joint |  |  | uPVC single Y with door - 75mm - Solvent joint | MPP021284 | MPPI0017 | uPVC single Y with door - 75mm - Solvent joint |  | Grey | Nos | 39172310 |  |  | No |  | Yes | Yes, Branded | No | Under Development |  | MPPE0001 | MGPO01 |  |  |  |  | Applicable | Applicable |  |  | 3 | 7 |  | No | IS 14735 | MPPS0003 | MPPQ0001 | [10 empty] | MPPC0122 |  | NA | NA | NA | 75 | NA | NA | NA |  | NA | NA | NA | NA | Soil, Waste and Rainwater (SWR) | NA | NA | NA | NA | NA | NA | NA | NA | NA | NA | NA | NA | NA
Primary | Plastics and Polymers | uPVC | Double Y | Solvent joint |  |  | uPVC double Y - 75mm - Solvent joint | MPP021285 | MPPI0018 | uPVC double Y - 75mm - Solvent joint |  | Grey | Nos | 39172310 |  |  | No |  | Yes | Yes, Branded | No | Under Development |  | MPPE0001 | MGPO01 |  |  |  |  | Applicable | Applicable |  |  | 3 | 7 |  | No | IS 14735 | MPPS0003 | MPPQ0001 | [10 empty] | MPPC0122 |  | NA | NA | NA | 75 | NA | NA | NA |  | NA | NA | NA | NA | Soil, Waste and Rainwater (SWR) | NA | NA | NA | NA | NA | NA | NA | NA | NA | NA | NA | NA | NA
Primary | Plastics and Polymers | uPVC | Double Y with door | Solvent joint |  |  | uPVC double Y with door - 75mm - Solvent joint | MPP021286 | MPPI0019 | uPVC double Y with door - 75mm - Solvent joint |  | Grey | Nos | 39172310 |  |  | No |  | Yes | Yes, Branded | No | Under Development |  | MPPE0001 | MGPO01 |  |  |  |  | Applicable | Applicable |  |  | 3 | 7 |  | No | IS 14735 | MPPS0003 | MPPQ0001 | [10 empty] | MPPC0122 |  | NA | NA | NA | 75 | NA | NA | NA |  | NA | NA | NA | NA | Soil, Waste and Rainwater (SWR) | NA | NA | NA | NA | NA | NA | NA | NA | NA | NA | NA | NA | NA
Primary | Plastics and Polymers | uPVC | Bend 45 | Solvent joint |  |  | uPVC bend 45 - 75mm - Solvent joint | MPP021287 | MPPI0020 | uPVC bend 45 - 75mm - Solvent joint |  | Grey | Nos | 39172310 |  |  | No |  | Yes | Yes, Branded | No | Under Development |  | MPPE0001 | MGPO01 |  |  |  |  | Applicable | Applicable |  |  | 3 | 7 |  | No | IS 14735 | MPPS0003 | MPPQ0001 | [10 empty] | MPPC0122 |  | NA | NA | NA | 75 | NA | NA | NA |  | NA | NA | NA | NA | Soil, Waste and Rainwater (SWR) | NA | NA | NA | NA | NA | NA | NA | NA | NA | NA | NA | NA | NA
Primary | Plastics and Polymers | uPVC | Cleansing pipe | Solvent joint |  |  | uPVC cleansing pipe - 75mm -Solvent joint | MPP021288 | MPPI0021 | uPVC cleansing pipe - 75mm -Solvent joint |  | Grey | Nos | 39172310 |  |  | No |  | Yes | Yes, Branded | No | Under Development |  | MPPE0001 | MGPO01 |  |  |  |  | Applicable | Applicable |  |  | 3 | 7 |  | No | IS 14735 | MPPS0003 | MPPQ0001 | [10 empty] | MPPC0122 |  | NA | NA | NA | 75 | NA | NA | NA |  | NA | NA | NA | NA | Soil, Waste and Rainwater (SWR) | NA | NA | NA | NA | NA | NA | NA | NA | NA | NA | NA | NA | NA
Primary | Plastics and Polymers | uPVC | Pipe clip | Solvent joint |  |  | uPVC Pipe clip - 40mm - Solvent joint | MPP021289 | MPPI0035 | uPVC Pipe clip - 40mm - Solvent joint |  | Grey | Nos | 39172310 |  |  | No |  | Yes | Yes, Branded | No | Under Development |  | MPPE0001 | MGPO01 |  |  |  |  | Applicable | Applicable |  |  | 3 | 7 |  | No | IS 14735 | MPPS0003 | MPPQ0001 | [10 empty] | MPPC0123 |  | NA | NA | NA | 40 | NA | NA | NA |  | NA | NA | NA | NA | Soil, Waste and Rainwater (SWR) | NA | NA | NA | NA | NA | NA | NA | NA | NA | NA | NA | NA | NA
Primary | Plastics and Polymers | uPVC | Door cap | Solvent joint |  |  | uPVC door cap - 50mm - Solvent joint | MPP021290 | MPPI0036 | uPVC door cap - 50mm - Solvent joint |  | Grey | Nos | 39172310 |  |  | No |  | Yes | Yes, Branded | No | Under Development |  | MPPE0001 | MGPO01 |  |  |  |  | Applicable | Applicable |  |  | 3 | 7 |  | No | IS 14735 | MPPS0003 | MPPQ0001 | [10 empty] | MPPC0122 |  | NA | NA | NA | 50 | NA | NA | NA |  | NA | NA | NA | NA | Soil, Waste and Rainwater (SWR) | NA | NA | NA | NA | NA | NA | NA | NA | NA | NA | NA | NA | NA
Primary | Plastics and Polymers | uPVC | Single socket | Solvent joint |  |  | uPVC - 75mm - Single socket - Type A - Solvent joint | MPP021291 |  | uPVC - 75mm - Single socket - Type A - Solvent joint |  | Grey | Nos | 39172310 |  |  | No |  | Yes | Yes, Branded | No | Under Development |  | MPPE0001 | MGPO01 |  |  |  |  | Applicable | Applicable |  |  | 3 | 7 |  | No | IS 14735 | MPPS0003 | MPPQ0001 | [10 empty] | MPPC0122 |  | NA | NA | NA | 75 | NA | NA | NA |  | NA | NA | NA | NA | Soil, Waste and Rainwater (SWR) | NA | NA | NA | NA | NA | NA | NA | NA | NA | NA | NA | NA | NA
Primary | Plastics and Polymers | uPVC | Reducer | Solvent joint |  |  | uPVC - 110x75mm - Reducer - Solvent joint | MPP021292 |  | uPVC - 110x75mm - Reducer - Solvent joint |  | Grey | Nos | 39172310 |  |  | No |  | Yes | Yes, Branded | No | Under Development |  | MPPE0001 | MGPO01 |  |  |  |  | Applicable | Applicable |  |  | 3 | 7 |  | No | IS 14735 | MPPS0003 | MPPQ0001 | [12 empty] | NA | NA | NA | NA | NA | NA | NA |  | NA | NA | NA | NA | Soil, Waste and Rainwater (SWR) | NA | NA | NA | NA | 110mmx75mm | NA | NA | NA | NA | NA | NA | NA | NA
Primary | Plastics and Polymers | uPVC | Reducing Y | Solvent joint |  |  | uPVC - 110x75mm - Reducing Y - Solvent joint | MPP021293 | MPPI0039 | uPVC - 110x75mm - Reducing Y - Solvent joint |  | Grey | Nos | 39172310 |  |  | No |  | Yes | Yes, Branded | No | Under Development |  | MPPE0001 | MGPO01 |  |  |  |  | Applicable | Applicable |  |  | 3 | 7 |  | No | IS 14735 | MPPS0003 | MPPQ0001 | [12 empty] | NA | NA | NA | NA | NA | NA | NA |  | NA | NA | NA | NA | Soil, Waste and Rainwater (SWR) | NA | NA | NA | NA | 110mmx75mm | NA | NA | NA | NA | NA | NA | NA | NA
Primary | Plastics and Polymers | uPVC | Reducing Y with door | Solvent joint |  |  | uPVC - 110x75mm - Reducing Y with door - Solvent joint | MPP021294 | MPPI0040 | uPVC - 110x75mm - Reducing Y with door - Solvent joint |  | Grey | Nos | 39172310 |  |  | No |  | Yes | Yes, Branded | No | Under Development |  | MPPE0001 | MGPO01 |  |  |  |  | Applicable | Applicable |  |  | 3 | 7 |  | No | IS 14735 | MPPS0003 | MPPQ0001 | [12 empty] | NA | NA | NA | NA | NA | NA | NA |  | NA | NA | NA | NA | Soil, Waste and Rainwater (SWR) | NA | NA | NA | NA | 110mmx75mm | NA | NA | NA | NA | NA | NA | NA | NA
Primary | Plastics and Polymers | uPVC | Reducing T with door | Solvent joint |  |  | uPVC - 110x75mm - Reducing T with door - Solvent joint | MPP021295 | MPPI0041 | uPVC - 110x75mm - Reducing T with door - Solvent joint |  | Grey | Nos | 39172310 |  |  | No |  | Yes | Yes, Branded | No | Under Development |  | MPPE0001 | MGPO01 |  |  |  |  | Applicable | Applicable |  |  | 3 | 7 |  | No | IS 14735 | MPPS0003 | MPPQ0001 | [12 empty] | NA | NA | NA | NA | NA | NA | NA |  | NA | NA | NA | NA | Soil, Waste and Rainwater (SWR) | NA | NA | NA | NA | 110mmx75mm | NA | NA | NA | NA | NA | NA | NA | NA
Primary | Plastics and Polymers | uPVC | Reducing T | Solvent joint |  |  | uPVC - 110x75mm - Reducing T - Solvent joint | MPP021296 | MPPI0041 | uPVC - 110x75mm - Reducing T - Solvent joint |  | Grey | Nos | 39172310 |  |  | No |  | Yes | Yes, Branded | No | Under Development |  | MPPE0001 | MGPO01 |  |  |  |  | Applicable | Applicable |  |  | 3 | 7 |  | No | IS 14735 | MPPS0003 | MPPQ0001 | [12 empty] | NA | NA | NA | NA | NA | NA | NA |  | NA | NA | NA | NA | Soil, Waste and Rainwater (SWR) | NA | NA | NA | NA | 110mmx75mm | NA | NA | NA | NA | NA | NA | NA | NA
Primary | Plastics and Polymers | uPVC | Reducing bush | Solvent joint |  |  | uPVC - 110x75mm - Reducing bush - Solvent joint | MPP021297 | MPPI0043 | uPVC - 110x75mm - Reducing bush - Solvent joint |  | Grey | Nos | 39172310 |  |  | No |  | Yes | Yes, Branded | No | Under Development |  | MPPE0001 | MGPO01 |  |  |  |  | Applicable | Applicable |  |  | 3 | 7 |  | No | IS 14735 | MPPS0003 | MPPQ0001 | [12 empty] | NA | NA | NA | NA | NA | NA | NA |  | NA | NA | NA | NA | Soil, Waste and Rainwater (SWR) | NA | NA | NA | NA | 110mmx75mm | NA | NA | NA | NA | NA | NA | NA | NA
Primary | Plastics and Polymers | uPVC | Nahani trap | Plain end |  |  | uPVC - 110x110mm - Nahani trap with Jali | MPP021298 | MPPI0044 | uPVC - 110x110mm - Nahani trap with Jali |  | Grey | Nos | 39172310 |  |  | No |  | Yes | Yes, Branded | No | Under Development |  | MPPE0001 | MGPO01 |  |  |  |  | Applicable | Applicable |  |  | 3 | 7 |  | No | IS 14735 | MPPS0003 | MPPQ0001 | [12 empty] | NA | NA | NA | NA | NA | NA | NA |  | NA | NA | NA | NA | Soil, Waste and Rainwater (SWR) | NA | NA | NA | NA | 110mmx110mm | NA | NA | NA | NA | NA | NA | NA | NA
Primary | Plastics and Polymers | uPVC | P trap | Plain end |  |  | uPVC - 75x75mm - P trap | MPP021299 | MPPI0045 | uPVC - 75x75mm - P trap |  | Grey | Nos | 39172310 |  |  | No |  | Yes | Yes, Branded | No | Under Development |  | MPPE0001 | MGPO01 |  |  |  |  | Applicable | Applicable |  |  | 3 | 7 |  | No | IS 14735 | MPPS0003 | MPPQ0001 | [10 empty] | NA |  | NA | NA | NA | NA | NA | NA | NA |  | NA | NA | NA | NA | Soil, Waste and Rainwater (SWR) | NA | NA | NA | NA | 75mmx75mm | NA | NA | NA | NA | NA | NA | NA | NA
Primary | Plastics and Polymers | cPVC | Pipe | Plain end |  |  | cPVC pipe - 15mm - SDR 11 - Class 1 - plain end | MPP021300 | MPPI0046 | cPVC pipe - 15mm - SDR 11 - Class 1 - plain end |  | Off-white | m | 39172310 |  |  | No |  | Yes | Yes, Branded | No | Under Development |  | MPPE0001 | MGPO01 |  |  |  |  | Applicable | Applicable |  |  | 3 | 7 |  | No | IS 15778 | MPPS0002 | MPPQ0001 | [11 empty] | 1 | 6000 | NA | NA | 15 | 2.2 | NA | NA | NA | NA | NA | NA | NA | Potable hot and cold water supply | NA | NA | NA | NA | NA | NA | NA | NA | NA | NA | NA | 11 | NA
Primary | Plastics and Polymers | cPVC | Pipe | Plain end |  |  | cPVC pipe - 15mm - SDR 13.5 - Class 2 - plain end | MPP021301 | MPPI0046 | cPVC pipe - 15mm - SDR 13.5 - Class 2 - plain end |  | Off-white | m | 39172310 |  |  | No |  | Yes | Yes, Branded | No | Under Development |  | MPPE0001 | MGPO01 |  |  |  |  | Applicable | Applicable |  |  | 3 | 7 |  | No | IS 15778 | MPPS0002 | MPPQ0001 | [11 empty] | 2 | 6000 | NA | NA | 15 | 1.9 | NA | NA | NA | NA | NA | NA | NA | Potable hot and cold water supply | NA | NA | NA | NA | NA | NA | NA | NA | NA | NA | NA | 13.5 | NA
Primary | Plastics and Polymers | cPVC | Pipe | Plain end |  |  | cPVC pipe - 20mm - SDR 11 - Class 1 - plain end | MPP021302 | MPPI0046 | cPVC pipe - 20mm - SDR 11 - Class 1 - plain end |  | Off-white | m | 39172310 |  |  | No |  | Yes | Yes, Branded | No | Under Development |  | MPPE0001 | MGPO01 |  |  |  |  | Applicable | Applicable |  |  | 3 | 7 |  | No | IS 15778 | MPPS0002 | MPPQ0001 | [11 empty] | 1 | 6000 | NA | NA | 20 | 2.2 | NA | NA | NA | NA | NA | NA | NA | Potable hot and cold water supply | NA | NA | NA | NA | NA | NA | NA | NA | NA | NA | NA | 11 | NA
Primary | Plastics and Polymers | cPVC | Pipe | Plain end |  |  | cPVC pipe - 20mm - SDR 13.5 - Class 2 - plain end | MPP021303 | MPPI0046 | cPVC pipe - 20mm - SDR 13.5 - Class 2 - plain end |  | Off-white | m | 39172310 |  |  | No |  | Yes | Yes, Branded | No | Under Development |  | MPPE0001 | MGPO01 |  |  |  |  | Applicable | Applicable |  |  | 3 | 7 |  | No | IS 15778 | MPPS0002 | MPPQ0001 | [11 empty] | 2 | 6000 | NA | NA | 20 | 2.2 | NA | NA | NA | NA | NA | NA | NA | Potable hot and cold water supply | NA | NA | NA | NA | NA | NA | NA | NA | NA | NA | NA | 13.5 | NA
Primary | Plastics and Polymers | cPVC | Pipe | Plain end |  |  | cPVC pipe - 25mm - SDR 11 - Class 1 - plain end | MPP021304 | MPPI0046 | cPVC pipe - 25mm - SDR 11 - Class 1 - plain end |  |  | m | 39172310 |  |  | No |  | Yes | Yes, Branded | No | Under Development |  | MPPE0001 | MGPO01 |  |  |  |  | Applicable | Applicable |  |  | 3 | 7 |  | No | IS 15778 | MPPS0002 | MPPQ0001 | [11 empty] | 1 | 6000 | NA | NA | NA | NA | NA | NA |  | NA | NA | NA | NA | Potable hot and cold water supply | NA | NA |  |  |  | NA | NA | NA | NA | NA | NA | 11 | NA
Primary | Plastics and Polymers | cPVC | Pipe | Plain end |  |  | cPVC pipe - 25mm - SDR 13.5 - Class 2 - plain end | MPP021305 | MPPI0046 | cPVC pipe - 25mm - SDR 13.5 - Class 2 - plain end |  |  | m | 39172310 |  |  | No |  | Yes | Yes, Branded | No | Under Development |  | MPPE0001 | MGPO01 |  |  |  |  | Applicable | Applicable |  |  | 3 | 7 |  | No | IS 15778 | MPPS0002 | MPPQ0001 | [11 empty] | 2 | 6000 | NA | NA | NA | NA | NA | NA |  | NA | NA | NA | NA | Potable hot and cold water supply | NA | NA |  |  |  | NA | NA | NA | NA | NA | NA | 13.5 | NA
Primary | Plastics and Polymers | cPVC | Pipe | Plain end |  |  | cPVC pipe - 32mm - SDR 11 - Class 1 - plain end | MPP021306 | MPPI0046 | cPVC pipe - 32mm - SDR 11 - Class 1 - plain end |  |  | m | 39172310 |  |  | No |  | Yes | Yes, Branded | No | Under Development |  | MPPE0001 | MGPO01 |  |  |  |  | Applicable | Applicable |  |  | 3 | 7 |  | No | IS 15778 | MPPS0002 | MPPQ0001 | [11 empty] | 1 | 6000 | NA | NA | NA | NA | NA | NA |  | NA | NA | NA | NA | Potable hot and cold water supply | NA | NA |  |  |  | NA | NA | NA | NA | NA | NA | 11 | NA
Primary | Plastics and Polymers | cPVC | Pipe | Plain end |  |  | cPVC pipe - 32mm - SDR 13.5 - Class 2 - plain end | MPP021307 | MPPI0046 | cPVC pipe - 32mm - SDR 13.5 - Class 2 - plain end |  |  | m | 39172310 |  |  | No |  | Yes | Yes, Branded | No | Under Development |  | MPPE0001 | MGPO01 |  |  |  |  | Applicable | Applicable |  |  | 3 | 7 |  | No | IS 15778 | MPPS0002 | MPPQ0001 | [11 empty] | 2 | 6000 | NA | NA | NA | NA | NA | NA |  | NA | NA | NA | NA | Potable hot and cold water supply | NA | NA |  |  |  | NA | NA | NA | NA | NA | NA | 13.5 | NA
Primary | Plastics and Polymers | cPVC | Pipe | Plain end |  |  | cPVC pipe - 40mm - SDR 11 - Class 1 - plain end | MPP021308 | MPPI0046 | cPVC pipe - 40mm - SDR 11 - Class 1 - plain end |  |  | m | 39172310 |  |  | No |  | Yes | Yes, Branded | No | Under Development |  | MPPE0001 | MGPO01 |  |  |  |  | Applicable | Applicable |  |  | 3 | 7 |  | No | IS 15778 | MPPS0002 | MPPQ0001 | [11 empty] | 1 | 6000 | NA | NA | NA | NA | NA | NA |  | NA | NA | NA | NA | Potable hot and cold water supply | NA | NA |  |  |  | NA | NA | NA | NA | NA | NA | 11 | NA
Primary | Plastics and Polymers | cPVC | Pipe | Plain end |  |  | cPVC pipe - 40mm - SDR 13.5 - Class 2 - plain end | MPP021309 | MPPI0046 | cPVC pipe - 40mm - SDR 13.5 - Class 2 - plain end |  |  | m | 39172310 |  |  | No |  | Yes | Yes, Branded | No | Under Development |  | MPPE0001 | MGPO01 |  |  |  |  | Applicable | Applicable |  |  | 3 | 7 |  | No | IS 15778 | MPPS0002 | MPPQ0001 | [11 empty] | 2 | 6000 | NA | NA | NA | NA | NA | NA |  | NA | NA | NA | NA | Potable hot and cold water supply | NA | NA |  |  |  | NA | NA | NA | NA | NA | NA | 13.5 | NA
Primary | Plastics and Polymers | cPVC | Pipe | Plain end |  |  | cPVC pipe - 50mm - SDR 11 - Class 1 - plain end | MPP021310 | MPPI0046 | cPVC pipe - 50mm - SDR 11 - Class 1 - plain end |  |  | m | 39172310 |  |  | No |  | Yes | Yes, Branded | No | Under Development |  | MPPE0001 | MGPO01 |  |  |  |  | Applicable | Applicable |  |  | 3 | 7 |  | No | IS 15778 | MPPS0002 | MPPQ0001 | [11 empty] | 1 | 6000 | NA | NA | NA | NA | NA | NA |  | NA | NA | NA | NA | Potable hot and cold water supply | NA | NA |  |  |  | NA | NA | NA | NA | NA | NA | 11 | NA
Primary | Plastics and Polymers | cPVC | Pipe | Plain end |  |  | cPVC pipe - 50mm - SDR 13.5 - Class 2 - plain end | MPP021311 | MPPI0046 | cPVC pipe - 50mm - SDR 13.5 - Class 2 - plain end |  |  | m | 39172310 |  |  | No |  | Yes | Yes, Branded | No | Under Development |  | MPPE0001 | MGPO01 |  |  |  |  | Applicable | Applicable |  |  | 3 | 7 |  | No | IS 15778 | MPPS0002 | MPPQ0001 | [11 empty] | 2 | 6000 | NA | NA | NA | NA | NA | NA |  | NA | NA | NA | NA | Potable hot and cold water supply | NA | NA |  |  |  | NA | NA | NA | NA | NA | NA | 13.5 | NA
Primary | Plastics and Polymers | cPVC | Pipe | Plain end |  |  | cPVC pipe - 65mm - SDR 17 - Class 3 - plain end | MPP021312 | MPPI0046 | cPVC pipe - 65mm - SDR 17 - Class 3 - plain end |  |  | m | 39172310 |  |  | No |  | Yes | Yes, Branded | No | Under Development |  | MPPE0001 | MGPO01 |  |  |  |  | Applicable | Applicable |  |  | 3 | 7 |  | No | IS 15778 | MPPS0002 | MPPQ0001 | [11 empty] | 3 | 6000 | NA | NA | NA | NA | NA | NA |  | NA | NA | NA | NA | Potable hot and cold water supply | NA | NA |  |  |  | NA | NA | NA | NA | NA | NA | 17 | NA
Primary | Plastics and Polymers | cPVC | Pipe | Plain end |  |  | cPVC pipe - 80mm - SDR 17 - Class 3 - plain end | MPP021313 | MPPI0046 | cPVC pipe - 80mm - SDR 17 - Class 3 - plain end |  |  | m | 39172310 |  |  | No |  | Yes | Yes, Branded | No | Under Development |  | MPPE0001 | MGPO01 |  |  |  |  | Applicable | Applicable |  |  | 3 | 7 |  | No | IS 15778 | MPPS0002 | MPPQ0001 | [11 empty] | 3 | 6000 | NA | NA | NA | NA | NA | NA |  | NA | NA | NA | NA | Potable hot and cold water supply | NA | NA |  |  |  | NA | NA | NA | NA | NA | NA | 17 | NA
Primary | Plastics and Polymers | cPVC | Pipe | Plain end |  |  | cPVC pipe - 100mm - SDR 17 - Class 3 - plain end | MPP021314 | MPPI0046 | cPVC pipe - 100mm - SDR 17 - Class 3 - plain end |  |  | m | 39172310 |  |  | No |  | Yes | Yes, Branded | No | Under Development |  | MPPE0001 | MGPO01 |  |  |  |  | Applicable | Applicable |  |  | 3 | 7 |  | No | IS 15778 | MPPS0002 | MPPQ0001 | [11 empty] | 3 | 6000 | NA | NA | NA | NA | NA | NA |  | NA | NA | NA | NA | Potable hot and cold water supply | NA | NA |  |  |  | NA | NA | NA | NA | NA | NA | 17 | NA
Primary | Plastics and Polymers | cPVC | Pipe | Plain end |  |  | cPVC pipe - 150mm - SDR 17 - Class 3 - plain end | MPP021315 | MPPI0046 | cPVC pipe - 80mm - SDR 13.5 - Class 3 - plain end |  | Off-white | m | 39172310 |  |  | No |  | Yes | Yes, Branded | No | Under Development |  | MPPE0001 | MGPO01 |  |  |  |  | Applicable | Applicable |  |  | 3 | 7 |  | No | IS 15778 | MPPS0002 | MPPQ0001 | [11 empty] | 3 | 6000 | NA | NA | 80 | 4.8 | NA | NA | NA | NA | NA | NA | NA | Potable hot and cold water supply | NA | NA | NA | NA | NA | NA | NA | NA | NA | NA | NA | 17 | NA
Primary | Plastics and Polymers | HDPE | Pipe | Plain end |  |  | HDPE pipe - 20mm - PN 12.5 - PE 80 | MPP021316 | MPPI0047 | HDPE pipe - 20mm - PN 12.5 - PE 80 |  | Black | m | 39172190 |  |  | No |  | Yes | Yes, Branded | No | Under Development |  | MPPE0001 | MGPO01 |  |  |  |  | Applicable | Applicable |  |  | 3 | 7 |  | No | IS 4984 | MPPS0004 | MPPQ0001 | [12 empty] | 3000 | NA | NA | 20 | NA | NA | NA | PE 80 | NA | NA | NA | NA | Water supply | NA | NA |  |  |  | NA | NA | NA | 12.5 | NA | NA | NA | NA
Primary | Plastics and Polymers | HDPE | Pipe | Plain end |  |  | HDPE pipe - 25mm - PN 12.5 - PE 80 | MPP021317 | MPPI0047 | HDPE pipe - 25mm - PN 12.5 - PE 80 |  | Black | m | 39172190 |  |  | No |  | Yes | Yes, Branded | No | Under Development |  | MPPE0001 | MGPO01 |  |  |  |  | Applicable | Applicable |  |  | 3 | 7 |  | No | IS 4984 | MPPS0004 | MPPQ0001 | [12 empty] | 3000 | NA | NA | 25 | NA | NA | NA | PE 80 | NA | NA | NA | NA | Water supply | NA | NA |  |  |  | NA | NA | NA | 12.5 | NA | NA | NA | NA
Primary | Plastics and Polymers | HDPE | Pipe | Plain end |  |  | HDPE pipe - 40mm - PN 12.5 - PE 80 | MPP021318 | MPPI0047 | HDPE pipe - 40mm - PN 12.5 - PE 80 |  | Black | m | 39172190 |  |  | No |  | Yes | Yes, Branded | No | Under Development |  | MPPE0001 | MGPO01 |  |  |  |  | Applicable | Applicable |  |  | 3 | 7 |  | No | IS 4984 | MPPS0004 | MPPQ0001 | [12 empty] | 3000 | NA | NA | 40 | NA | NA | NA | PE 80 | NA | NA | NA | NA | Water supply | NA | NA |  |  |  | NA | NA | NA | 12.5 | NA | NA | NA | NA
Primary | Plastics and Polymers | HDPE | Pipe | Plain end |  |  | HDPE pipe - 50mm - PN 12.5 - PE 80 | MPP021319 | MPPI0047 | HDPE pipe - 50mm - PN 12.5 - PE 80 |  | Black | m | 39172190 |  |  | No |  | Yes | Yes, Branded | No | Under Development |  | MPPE0001 | MGPO01 |  |  |  |  | Applicable | Applicable |  |  | 3 | 7 |  | No | IS 4984 | MPPS0004 | MPPQ0001 | [12 empty] | 3000 | NA | NA | 50 | NA | NA | NA | PE 80 | NA | NA | NA | NA | Water supply | NA | NA |  |  |  | NA | NA | NA | 12.5 | NA | NA | NA | NA
Primary | Plastics and Polymers | PVC | Pipe | Flexible pipe |  |  | PVC flexible pipe - 20mm | MPP021320 | MPPI0048 | PVC flexible pipe - 20mm |  | Off- white | m | 39172310 |  |  | No |  | Yes | Yes, Branded | No | Under Development |  | MPPE0001 | MGPO01 |  |  |  |  | Applicable | Applicable |  |  | 3 | 7 |  | No | IS 15265 | MPPS0001 | MPPQ0001 | [10 empty] | NA | NA | 5000 | NA | NA | 20 | NA | NA | 20.0 | NA | NA | NA | NA | NA | NA | NA | NA | NA | NA | NA | NA | NA | NA | NA | NA | NA | NA | NA
Primary | Plastics and Polymers | PVC | Pipe | Flexible pipe |  |  | PVC flexible pipe - 25mm | MPP021321 | MPPI0048 | PVC flexible pipe - 25mm |  | Off- white | m | 39172310 |  |  | No |  | Yes | Yes, Branded | No | Under Development |  | MPPE0001 | MGPO01 |  |  |  |  | Applicable | Applicable |  |  | 3 | 7 |  | No | IS 15265 | MPPS0001 | MPPQ0001 | [10 empty] | NA | NA | 5000 | NA | NA | 25 | NA | NA | 25 | NA | NA | NA | NA | NA | NA | NA | NA | NA | NA | NA | NA | NA | NA | NA | NA | NA | NA | NA
Primary | Plastics and Polymers | PVC | Pipe | Flexible pipe |  |  | PVC flexible pipe - 32mm | MPP021322 | MPPI0048 | PVC flexible pipe - 32mm |  | Off- white | m | 39172310 |  |  | No |  | Yes | Yes, Branded | No | Under Development |  | MPPE0001 | MGPO01 |  |  |  |  | Applicable | Applicable |  |  | 3 | 7 |  | No | IS 15265 | MPPS0001 | MPPQ0001 | [10 empty] | NA | NA | 5000 | NA | NA | 32 | NA | NA | 32 | NA | NA | NA | NA | NA | NA | NA | NA | NA | NA | NA | NA | NA | NA | NA | NA | NA | NA | NA
Primary | Plastics and Polymers | uPVC | Pipe | Plain end |  |  | PVC-U pipe - 200mm - plain end | MPP021323 | MPPI0049 | PVC-U pipe - 200mm - plain end |  | Grey | m | 39172310 |  |  | No |  | Yes | Yes, Branded | No | Under Development |  | MPPE0001 | MGPO01 |  |  |  |  | Applicable | Applicable |  |  | 3 | 7 |  | No | IS 15328 | MPPS0001 | MPPQ0001 | [11 empty] | NA | 6000 | NA | NA | 200 | 3.9 | 200 | NA |  | NA | NA | NA | NA | Underground drainage and sewerage system | NA | NA | S25 (SDR 51) | NA | NA | NA | NA | NA | NA | NA | NA | NA | NA
Primary | Plastics and Polymers | uPVC | Pipe | Plain end |  |  | PVC-U pipe - 200mm - socket end | MPP021324 | MPPI0049 | PVC-U pipe - 200mm - socket end |  | Grey | m | 39172310 |  |  | No |  | Yes | Yes, Branded | No | Under Development |  | MPPE0001 | MGPO01 |  |  |  |  | Applicable | Applicable |  |  | 3 | 7 |  | No | IS 15328 | MPPS0001 | MPPQ0001 | [11 empty] | NA | 6000 | NA | NA | 200 | 3.9 | 200 | NA |  | NA | NA | NA | NA | Underground drainage and sewerage system | NA | NA | S25 (SDR 51) | NA | NA | NA | NA | NA | NA | NA | NA | NA | NA
Primary | Plastics and Polymers | cPVC | Pipe | Plain end |  |  | cPVC pipe - 20mm - Schedule 40 | MPP021325 | MPPI0050 | cPVC pipe - 20mm - Schedule 40 |  | Grey | m | 39172310 |  |  | No |  | Yes | Yes, Branded | No | Under Development |  | MPPE0001 | MGPO01 |  |  |  |  | Applicable | Applicable |  |  | 3 | 7 |  | No | ASTM-F441/F441M | MPPS0002 | MPPQ0001 | [11 empty] | NA | 6000 | NA | NA | 20 | NA | 26.7 | NA | NA | NA | NA | NA | NA | potable hot and cold water supply pipe | NA | NA | NA | NA | NA | NA | NA | NA | NA | NA | NA | NA | 40
Primary | Plastics and Polymers | cPVC | Pipe | Plain end |  |  | cPVC pipe - 20mm - Schedule 80 | MPP021326 | MPPI0050 | cPVC pipe - 20mm - Schedule 80 |  | Grey | m | 39172310 |  |  | No |  | Yes | Yes, Branded | No | Under Development |  | MPPE0001 | MGPO01 |  |  |  |  | Applicable | Applicable |  |  | 3 | 7 |  | No | ASTM-F441/F441M | MPPS0002 | MPPQ0001 | [11 empty] | NA | 6000 | NA | NA | 20 | NA | 26.7 | NA | NA | NA | NA | NA | NA | potable hot and cold water supply pipe | NA | NA | NA | NA | NA | NA | NA | NA | NA | NA | NA | NA | 80
Primary | Plastics and Polymers | cPVC | Pipe | Plain end |  |  | cPVC pipe - 25mm - Schedule 40 | MPP021327 | MPPI0050 | cPVC pipe - 25mm - Schedule 40 |  | Grey | m | 39172310 |  |  | No |  | Yes | Yes, Branded | No | Under Development |  | MPPE0001 | MGPO01 |  |  |  |  | Applicable | Applicable |  |  | 3 | 7 |  | No | ASTM-F441/F441M | MPPS0002 | MPPQ0001 | [11 empty] | NA | 6000 | NA | NA | 25 | NA | 33.4 | NA | NA | NA | NA | NA | NA | potable hot and cold water supply pipe | NA | NA | NA | NA | NA | NA | NA | NA | NA | NA | NA | NA | 40
Primary | Plastics and Polymers | cPVC | Pipe | Plain end |  |  | cPVC pipe - 25mm - Schedule 80 | MPP021328 | MPPI0050 | cPVC pipe - 25mm - Schedule 80 |  | Grey | m | 39172310 |  |  | No |  | Yes | Yes, Branded | No | Under Development |  | MPPE0001 | MGPO01 |  |  |  |  | Applicable | Applicable |  |  | 3 | 7 |  | No | ASTM-F441/F441M | MPPS0002 | MPPQ0001 | [11 empty] | NA | 6000 | NA | NA | 25 | NA | 33.4 | NA | NA | NA | NA | NA | NA | potable hot and cold water supply pipe | NA | NA | NA | NA | NA | NA | NA | NA | NA | NA | NA | NA | 80
Primary | Plastics and Polymers | cPVC | Pipe | Plain end |  |  | cPVC pipe - 32mm - Schedule 40 | MPP021329 | MPPI0050 | cPVC pipe - 32mm - Schedule 40 |  | Grey | m | 39172310 |  |  | No |  | Yes | Yes, Branded | No | Under Development |  | MPPE0001 | MGPO01 |  |  |  |  | Applicable | Applicable |  |  | 3 | 7 |  | No | ASTM-F441/F441M | MPPS0002 | MPPQ0001 | [11 empty] | NA | 6000 | NA | NA | 32 | NA | 42.2 | NA | NA | NA | NA | NA | NA | potable hot and cold water supply pipe | NA | NA | NA | NA | NA | NA | NA | NA | NA | NA | NA | NA | 40
Primary | Plastics and Polymers | cPVC | Pipe | Plain end |  |  | cPVC pipe - 32mm - Schedule 80 | MPP021330 | MPPI0050 | cPVC pipe - 32mm - Schedule 80 |  | Grey | m | 39172310 |  |  | No |  | Yes | Yes, Branded | No | Under Development |  | MPPE0001 | MGPO01 |  |  |  |  | Applicable | Applicable |  |  | 3 | 7 |  | No | ASTM-F441/F441M | MPPS0002 | MPPQ0001 | [11 empty] | NA | 6000 | NA | NA | 32 | NA | 42.2 | NA | NA | NA | NA | NA | NA | potable hot and cold water supply pipe | NA | NA | NA | NA | NA | NA | NA | NA | NA | NA | NA | NA | 80
Primary | Plastics and Polymers | cPVC | Tee |  |  |  | cPVC Tee-1" | MPP021331 | MPPI0051 | cPVC Tee-1" |  | Ivory | Nos | 39172310 |  |  | No |  | Yes | Yes, Branded | No | Approved |  | MPPE0001 | MGPO01 |  |  |  |  | Applicable | Applicable |  |  | 3 | 7 |  | No | ASTM F439 | MPPS0002 | MPPQ0001 | [11 empty] | NA | NA | NA | NA | NA | NA | NA | NA |  | NA | NA | NA | NA |  | NA | NA | NA | Socket x Socket x Socket | 1" x 1" x 1" | NA | NA | NA | NA | NA | NA | NA | 80
Primary | Plastics and Polymers | cPVC | Tee |  |  |  | cPVC Tee-1"x1-1/4" | MPP021332 | MPPI0051 | cPVC Tee-1"x1-1/4" |  | Ivory | Nos | 39172310 |  |  | No |  | Yes | Yes, Branded | No | Approved |  | MPPE0001 | MGPO01 |  |  |  |  | Applicable | Applicable |  |  | 3 | 7 |  | No | ASTM F439 | MPPS0002 | MPPQ0001 | [11 empty] | NA | NA | NA | NA | NA | NA | NA | NA |  | NA | NA | NA | NA |  | NA | NA | NA | Socket x Socket x Socket | 1" x 1-1/4" | NA | NA | NA | NA | NA | NA | NA | 80
Primary | Plastics and Polymers | cPVC | Tee |  |  |  | cPVC Tee-1" | MPP021333 | MPPI0052 | cPVC Tee-1" |  | Ivory | Nos | 39172310 |  |  | No |  | Yes | Yes, Branded | No | Approved |  | MPPE0001 | MGPO01 |  |  |  |  | Applicable | Applicable |  |  | 3 | 7 |  | No | ASTM F439 | MPPS0002 | MPPQ0001 | [11 empty] | NA | NA | NA | NA | NA | NA | NA | NA |  | NA | NA | NA | NA |  | NA | NA | NA | Socket x Socket x Female Iron Pipe Thread | 1" x 1" x 1" | NA | NA | NA | NA | NA | NA | NA | 80
Primary | Plastics and Polymers | cPVC | Tee |  |  |  | cPVC Tee-1"x1"-1/4" | MPP021334 | MPPI0052 | cPVC Tee-1"x1"-1/4" |  | Ivory | Nos | 39172310 |  |  | No |  | Yes | Yes, Branded | No | Approved |  | MPPE0001 | MGPO01 |  |  |  |  | Applicable | Applicable |  |  | 3 | 7 |  | No | ASTM F439 | MPPS0002 | MPPQ0001 | [11 empty] | NA | NA | NA | NA | NA | NA | NA | NA |  | NA | NA | NA | NA |  | NA | NA | NA | Socket x Socket x Female Iron Pipe Thread | 1" x 1-1/4" | NA | NA | NA | NA | NA | NA | NA | 80
Primary | Plastics and Polymers | cPVC | Reducing Tee |  |  |  | cPVC Reducing Tee-1"x1/2" | MPP021335 | MPPI0053 | cPVC Reducing Tee-1"x1/2" |  | Ivory | Nos | 39172310 |  |  | No |  | Yes | Yes, Branded | No | Approved |  | MPPE0001 | MGPO01 |  |  |  |  | Applicable | Applicable |  |  | 3 | 7 |  | No | ASTM F439 | MPPS0002 | MPPQ0001 | [11 empty] | NA | NA | NA | NA | NA | NA | NA | NA |  | NA | NA | NA | NA |  | NA | NA | NA | Socket x Socket x Socket | 1" x 1" x 1/2" | NA | NA | NA | NA | NA | NA | NA | 80
Primary | Plastics and Polymers | cPVC | Elbow 90° |  |  |  | cPVC 90 Elbow - 1" | MPP021336 | MPPI0054 | cPVC 90 Elbow - 1" |  | Ivory | Nos | 39172310 |  |  | No |  | Yes | Yes, Branded | No | Approved |  | MPPE0001 | MGPO01 |  |  |  |  | Applicable | Applicable |  |  | 3 | 7 |  | No | ASTM F439 | MPPS0002 | MPPQ0001 | [11 empty] | NA | NA | NA | NA | NA | NA | NA | NA |  | NA | NA | NA | NA |  | NA | NA | NA | Socket x Socket | 1" x 1" | NA | NA | NA | NA | NA | NA | NA | 80
Primary | Plastics and Polymers | cPVC | Elbow Long 90° |  |  |  | cPVC 90 Long Elbow - 1" | MPP021337 | MPPI0055 | cPVC 90 Long Elbow - 1" |  | Ivory | Nos | 39172310 |  |  | No |  | Yes | Yes, Branded | No | Approved |  | MPPE0001 | MGPO01 |  |  |  |  | Applicable | Applicable |  |  | 3 | 7 |  | No | ASTM F439 | MPPS0002 | MPPQ0001 | [11 empty] | NA | NA | NA | NA | NA | NA | NA | NA |  | NA | NA | NA | NA |  | NA | NA | NA | Socket x Socket | 1" x 1" | NA | NA | NA | NA | NA | NA | NA | 80
Primary | Plastics and Polymers | cPVC | Elbow Long 90° |  |  |  | cPVC 90 Long Elbow - 1-1/4" | MPP021338 | MPPI0055 | cPVC 90 Long Elbow - 1-1/4" |  | Ivory | Nos | 39172310 |  |  | No |  | Yes | Yes, Branded | No | Approved |  | MPPE0001 | MGPO01 |  |  |  |  | Applicable | Applicable |  |  | 3 | 7 |  | No | ASTM F439 | MPPS0002 | MPPQ0001 | [11 empty] | NA | NA | NA | NA | NA | NA | NA | NA |  | NA | NA | NA | NA |  | NA | NA | NA | Socket x Socket | 1-1/4"x1-1/4" | NA | NA | NA | NA | NA | NA | NA | 80
Primary | Plastics and Polymers | cPVC | Elbow 45° |  |  |  | cPVC 45 Elbow - 1" | MPP021339 | MPPI0057 | cPVC 45 Elbow - 1" |  | Ivory | Nos | 39172310 |  |  | No |  | Yes | Yes, Branded | No | Approved |  | MPPE0001 | MGPO01 |  |  |  |  | Applicable | Applicable |  |  | 3 | 7 |  | No | ASTM F439 | MPPS0002 | MPPQ0001 | [11 empty] | NA | NA | NA | NA | NA | NA | NA | NA |  | NA | NA | NA | NA |  | NA | NA | NA | Socket x Socket | 1" x 1" | NA | NA | NA | NA | NA | NA | NA | 80
Primary | Plastics and Polymers | cPVC | Wye |  |  |  | cPVC Wye - 1" | MPP021340 | MPPI0058 | cPVC Wye - 1" |  | Ivory | Nos | 39172310 |  |  | No |  | Yes | Yes, Branded | No | Under Development |  | MPPE0001 | MGPO01 |  |  |  |  | Applicable | Applicable |  |  | 3 | 7 |  | No | ASTM F439 | MPPS0002 | MPPQ0001 | [11 empty] | NA | NA | NA | NA | NA | NA | NA | NA |  | NA | NA | NA | NA |  | NA | NA | NA | Socket x Socket x Socket | 1" x 1" | NA | NA | NA | NA | NA | NA | NA | 80
Primary | Plastics and Polymers | cPVC | Wye |  |  |  | cPVC Wye - 1-1/4" | MPP021341 | MPPI0058 | cPVC Wye - 1-1/4" |  | Ivory | Nos | 39172310 |  |  | No |  | Yes | Yes, Branded | No | Under Development |  | MPPE0001 | MGPO01 |  |  |  |  | Applicable | Applicable |  |  | 3 | 7 |  | No | ASTM F439 | MPPS0002 | MPPQ0001 | [11 empty] | NA | NA | NA | NA | NA | NA | NA | NA |  | NA | NA | NA | NA |  | NA | NA | NA | Socket x Socket x Socket | 1-1/4"x1-1/4"x1-1/4" | NA | NA | NA | NA | NA | NA | NA | 80
Primary | Plastics and Polymers | cPVC | Reducing Wye |  |  |  | cPVC Reducing Wye - 1" x 1/4" x 1/2" | MPP021342 | MPPI0058 | cPVC Reducing Wye - 1" x 1/4" x 1/2" |  | Ivory | Nos | 39172310 |  |  | No |  | Yes | Yes, Branded | No | Under Development |  | MPPE0001 | MGPO01 |  |  |  |  | Applicable | Applicable |  |  | 3 | 7 |  | No | ASTM F439 | MPPS0002 | MPPQ0001 | [11 empty] | NA | NA | NA | NA | NA | NA | NA | NA |  | NA | NA | NA | NA |  | NA | NA | NA | Socket x Socket x Socket | 1" x 1/4" x 1/2" | NA | NA | NA | NA | NA | NA | NA | 80
Primary | Plastics and Polymers | cPVC | Double Wye |  |  |  | cPVC Double Wye - 2" | MPP021343 | MPPI0059 | cPVC Double Wye - 2" |  | Ivory | Nos | 39172310 |  |  | No |  | Yes | Yes, Branded | No | Under Development |  | MPPE0001 | MGPO01 |  |  |  |  | Applicable | Applicable |  |  | 3 | 7 |  | No | ASTM F439 | MPPS0002 | MPPQ0001 | [11 empty] | NA | NA | NA | NA | NA | NA | NA | NA |  | NA | NA | NA | NA |  | NA | NA | NA | Socket x Socket x Socket xSocket | 2" x 2" x 2" | NA | NA | NA | NA | NA | NA | NA | 80
Primary | Plastics and Polymers | cPVC | Reducing Double Wye |  |  |  | cPVC Reducing Double Wye - 4" - 2" - 1/2" | MPP021344 | MPPI0059 | cPVC Reducing Double Wye - 4" - 2" - 1/2" |  | Ivory | Nos | 39172310 |  |  | No |  | Yes | Yes, Branded | No | Under Development |  | MPPE0001 | MGPO01 |  |  |  |  | Applicable | Applicable |  |  | 3 | 7 |  | No | ASTM F439 | MPPS0002 | MPPQ0001 | [11 empty] | NA | NA | NA | NA | NA | NA | NA | NA |  | NA | NA | NA | NA |  | NA | NA | NA | Socket x Socket x Socket xSocket | 4" x 2" x 1/2" | NA | NA | NA | NA | NA | NA | NA | 80
Primary | Plastics and Polymers | cPVC | Coupling |  |  |  | cPVC Coupling - 1" | MPP021345 |  | cPVC Coupling - 1" |  | Ivory | Nos | 39172310 |  |  | No |  | Yes | Yes, Branded | No | Under Development |  | MPPE0001 | MGPO01 |  |  |  |  | Applicable | Applicable |  |  | 3 | 7 |  | No | ASTM F439 | MPPS0002 | MPPQ0001 | [11 empty] | NA | NA | NA | NA | NA | NA | NA | NA |  | NA | NA | NA | NA |  | NA | NA | NA | Socket x Socket | 1" x 1" | NA | NA | NA | NA | NA | NA | NA | 80
Primary | Plastics and Polymers | cPVC | Grooved Coupling Adapter |  |  |  | cPVC Grooved Coupling Adapter - 1" | MPP021346 | MPPI0060 | cPVC Grooved Coupling Adapter - 1" |  | Ivory | Nos | 39172310 |  |  | No |  | Yes | Yes, Branded | No | Under Development |  | MPPE0001 | MGPO01 |  |  |  |  | Applicable | Applicable |  |  | 3 | 7 |  | No | ASTM F439 | MPPS0002 | MPPQ0001 | [11 empty] | NA | NA | NA | NA | NA | NA | NA | NA |  | NA | NA | NA | NA |  | NA | NA | NA | Socket x Socket | 1" x 1" | NA | NA | NA | NA | NA | NA | NA | 80
Primary | Plastics and Polymers | cPVC | Grooved Coupling Adapter |  |  |  | cPVC Grooved Coupling Adapter - 1" - 1/2" | MPP021347 | MPPI0060 | cPVC Grooved Coupling Adapter - 1" - 1/2" |  | Ivory | Nos | 39172310 |  |  | No |  | Yes | Yes, Branded | No | Under Development |  | MPPE0001 | MGPO01 |  |  |  |  | Applicable | Applicable |  |  | 3 | 7 |  | No | ASTM F439 | MPPS0002 | MPPQ0001 | [11 empty] | NA | NA | NA | NA | NA | NA | NA | NA |  | NA | NA | NA | NA |  | NA | NA | NA | Socket x Socket | 1" x 1/2" | NA | NA | NA | NA | NA | NA | NA | 80
Primary | Plastics and Polymers | cPVC | Coupling |  |  |  | cPVC Coupling - 3/4" | MPP021348 |  | cPVC Coupling - 3/4" |  | Ivory | Nos | 39172310 |  |  | No |  | Yes | Yes, Branded | No | Under Development |  | MPPE0001 | MGPO01 |  |  |  |  | Applicable | Applicable |  |  | 3 | 7 |  | No | ASTM F439 | MPPS0002 | MPPQ0001 | [11 empty] | NA | NA | NA | NA | NA | NA | NA | NA |  | NA | NA | NA | NA |  | NA | NA | NA | Female Iron Pipe Thread x Female Iron Pipe Thread | 3/4" x 3/4" | NA | NA | NA | NA | NA | NA | NA | 80
Primary | Plastics and Polymers | cPVC | Reducer Coupling |  |  |  | cPVC Reducer Coupling - 1"x3/4" | MPP021349 | MPPI0061 | cPVC Reducer Coupling - 1"x3/4" |  | Ivory | Nos | 39172310 |  |  | No |  | Yes | Yes, Branded | No | Under Development |  | MPPE0001 | MGPO01 |  |  |  |  | Applicable | Applicable |  |  | 3 | 7 |  | No | ASTM F439 | MPPS0002 | MPPQ0001 | [11 empty] | NA | NA | NA | NA | NA | NA | NA | NA |  | NA | NA | NA | NA |  | NA | NA | NA | Socket x Socket | 1"x3/4" | NA | NA | NA | NA | NA | NA | NA | 80
Primary | Plastics and Polymers | cPVC | Reducer Coupling |  |  |  | cPVC Reducer Coupling - 3/4"x1/2" | MPP021350 | MPPI0062 | cPVC Reducer Coupling - 3/4"x1/2" |  | Ivory | Nos | 39172310 |  |  | No |  | Yes | Yes, Branded | No | Under Development |  | MPPE0001 | MGPO01 |  |  |  |  | Applicable | Applicable |  |  | 3 | 7 |  | No | ASTM F439 | MPPS0002 | MPPQ0001 | [11 empty] | NA | NA | NA | NA | NA | NA | NA | NA |  | NA | NA | NA | NA |  | NA | NA | NA | Female Iron Pipe Thread x Female Iron Pipe Thread | 3/4"x1/2" | NA | NA | NA | NA | NA | NA | NA | 80
Primary | Plastics and Polymers | cPVC | Female Adapter |  |  |  | cPVC - Female Adapter - 3/4" | MPP021351 | MPPI0063 | cPVC - Female Adapter - 3/4" |  | Ivory | Nos | 39172310 |  |  | No |  | Yes | Yes, Branded | No | Under Development |  | MPPE0001 | MGPO01 |  |  |  |  | Applicable | Applicable |  |  | 3 | 7 |  | No | ASTM F439 | MPPS0002 | MPPQ0001 | [11 empty] | NA | NA | NA | NA | NA | NA | NA | NA |  | NA | NA | NA | NA |  | NA | NA | NA | Socket x Female Iron Thread Pipe | 3/4"x3/4" | NA | NA | NA | NA | NA | NA | NA | 80
Primary | Plastics and Polymers | cPVC | Transition Female Adapter |  |  |  | cPVC - Transition Female Adapter - 3/4" | MPP021352 | MPPI0063 | cPVC - Transition Female Adapter - 3/4" |  | Ivory | Nos | 39172310 |  |  | No |  | Yes | Yes, Branded | No | Under Development |  | MPPE0001 | MGPO01 |  |  |  |  | Applicable | Applicable |  |  | 3 | 7 |  | No | ASTM F439 | MPPS0002 | MPPQ0001 | [11 empty] | NA | NA | NA | NA | NA | NA | NA | NA |  | NA | NA | NA | NA |  | NA | NA | NA | Socket x FIPT with Brass Threaded Insert | 3/4"x3/4" | NA | NA | NA | NA | NA | NA | NA | 80
Primary | Plastics and Polymers | cPVC | Transition Male Adapter |  |  |  | cPVC - Transition Male Adapter - 3/4" | MPP021353 | MPPI0064 | cPVC - Transition Male Adapter - 3/4" |  | Ivory | Nos | 39172310 |  |  | No |  | Yes | Yes, Branded | No | Under Development |  | MPPE0001 | MGPO01 |  |  |  |  | Applicable | Applicable |  |  | 3 | 7 |  | No | ASTM F439 | MPPS0002 | MPPQ0001 | [11 empty] | NA | NA | NA | NA | NA | NA | NA | NA |  | NA | NA | NA | NA |  | NA | NA | NA | Socket x FIPT with Brass Threaded Insert | 3/4"x3/4" | NA | NA | NA | NA | NA | NA | NA | 80
Primary | Plastics and Polymers | cPVC | Male Adapter |  |  |  | cPVC - Male Adapter - 3/4" | MPP021354 | MPPI0064 | cPVC - Male Adapter - 3/4" |  | Ivory | Nos | 39172310 |  |  | No |  | Yes | Yes, Branded | No | Under Development |  | MPPE0001 | MGPO01 |  |  |  |  | Applicable | Applicable |  |  | 3 | 7 |  | No | ASTM F439 | MPPS0002 | MPPQ0001 | [11 empty] | NA | NA | NA | NA | NA | NA | NA | NA |  | NA | NA | NA | NA |  | NA | NA | NA | Spigot x Male Iron Pipe Thread | 3/4"x3/4" | NA | NA | NA | NA | NA | NA | NA | 80
Primary | Plastics and Polymers | cPVC | Reducer(T.T.) Bushing |  |  |  | cPVC - Reducer(T.T.) Bushing Flush Style - 1-1/4"x1" | MPP021355 | MPPI0065 | cPVC - Reducer(T.T.) Bushing Flush Style - 1-1/4"x1" |  | Ivory | Nos | 39172310 |  |  | No |  | Yes | Yes, Branded | No | Under Development |  | MPPE0001 | MGPO01 |  |  |  |  | Applicable | Applicable |  |  | 3 | 7 |  | No | ASTM F439 | MPPS0002 | MPPQ0001 | [11 empty] | NA | NA | NA | NA | NA | NA | NA | NA |  | NA | NA | NA | NA |  | NA | NA | NA | Male Iron Pipe Thread x Female Iron Pipe Thread | 1-1/4"x1" | NA | NA | NA | NA | NA | NA | NA | 80
Primary | Plastics and Polymers | cPVC | Cap |  |  |  | cPVC - Cap - 3/4" | MPP021356 | MPPI0066 | cPVC - Cap - 3/4" |  | Ivory | Nos | 39172310 |  |  | No |  | Yes | Yes, Branded | No | Under Development |  | MPPE0001 | MGPO01 |  |  |  |  | Applicable | Applicable |  |  | 3 | 7 |  | No | ASTM F439 | MPPS0002 | MPPQ0001 | [11 empty] | NA | NA | NA | NA | NA | NA | NA | NA |  | NA | NA | NA | NA |  | NA | NA | NA | Socket | 3/4" | NA | NA | NA | NA | NA | NA | NA | 80
Primary | Plastics and Polymers | cPVC | Cap |  |  |  | cPVC - Cap - 3/4" | MPP021357 | MPPI0066 | cPVC - Cap - 3/4" |  | Ivory | Nos | 39172310 |  |  | No |  | Yes | Yes, Branded | No | Under Development |  | MPPE0001 | MGPO01 |  |  |  |  | Applicable | Applicable |  |  | 3 | 7 |  | No | ASTM F439 | MPPS0002 | MPPQ0001 | [11 empty] | NA | NA | NA | NA | NA | NA | NA | NA |  | NA | NA | NA | NA |  | NA | NA | NA | Female Iron Pipe Thread | 3/4" | NA | NA | NA | NA | NA | NA | NA | 80
Primary | Plastics and Polymers | cPVC | Plug |  |  |  | cPVC - Plug - 3/4" | MPP021358 | MPPI0067 | cPVC - Plug - 3/4" |  | Ivory | Nos | 39172310 |  |  | No |  | Yes | Yes, Branded | No | Under Development |  | MPPE0001 | MGPO01 |  |  |  |  | Applicable | Applicable |  |  | 3 | 7 |  | No | ASTM F439 | MPPS0002 | MPPQ0001 | [11 empty] | NA | NA | NA | NA | NA | NA | NA | NA |  | NA | NA | NA | NA |  | NA | NA | NA | Spigot | 3/4" | NA | NA | NA | NA | NA | NA | NA | 80
Primary | Plastics and Polymers | cPVC | Plug |  |  |  | cPVC - Plug - 3/4" | MPP021359 | MPPI0067 | cPVC - Plug - 3/4" |  | Ivory | Nos | 39172310 |  |  | No |  | Yes | Yes, Branded | No | Under Development |  | MPPE0001 | MGPO01 |  |  |  |  | Applicable | Applicable |  |  | 3 | 7 |  | No | ASTM F439 | MPPS0002 | MPPQ0001 | [11 empty] | NA | NA | NA | NA | NA | NA | NA | NA |  | NA | NA | NA | NA |  | NA | NA | NA | Male Iron Pipe Thread | 3/4" | NA | NA | NA | NA | NA | NA | NA | 80
Primary | Plastics and Polymers | cPVC | Union |  |  |  | cPVC - Union - 3/4" | MPP021360 | MPPI0068 | cPVC - Union - 3/4" |  | Ivory | Nos | 39172310 |  |  | No |  | Yes | Yes, Branded | No | Under Development |  | MPPE0001 | MGPO01 |  |  |  |  | Applicable | Applicable |  |  | 3 | 7 |  | No | ASTM F439 | MPPS0002 | MPPQ0001 | [11 empty] | NA | NA | NA | NA | NA | NA | NA | NA |  | NA | NA | NA | NA |  | NA | NA | NA | Socket x Socket | 3/4"x3/4" | NA | NA | NA | NA | NA | NA | NA | 80
Primary | Plastics and Polymers | cPVC | Puddle Flange |  |  |  | cPVC - Puddle Flange - 3/4" | MPP021361 | MPPI0069 | cPVC - Puddle Flange - 3/4" |  | Ivory | Nos | 39172310 |  |  | No |  | Yes | Yes, Branded | No | Under Development |  | MPPE0001 | MGPO01 |  |  |  |  | Applicable | Applicable |  |  | 3 | 7 |  | No | ASTM F439 | MPPS0002 | MPPQ0001 | [11 empty] | NA | NA | NA | NA | NA | NA | NA | NA |  | NA | NA | NA | NA |  | NA | NA | NA | Socket | 3/4" | NA | NA | NA | NA | NA | NA | NA | 80
Primary | Plastics and Polymers | cPVC | Tank Nipple |  |  |  | cPVC - Tank Nipple 1" | MPP021362 | MPPI0070 | cPVC - Tank Nipple 1" |  | Ivory | Nos | 39172310 |  |  | No |  | Yes | Yes, Branded | No | Under Development |  | MPPE0001 | MGPO01 |  |  |  |  | Applicable | Applicable |  |  | 3 | 7 |  | No | ASTM F439 | MPPS0002 | MPPQ0001 | [11 empty] | NA | NA | NA | NA | NA | NA | NA | NA |  | NA | NA | NA | NA |  | NA | NA | NA | Socket x Socket | 1"x 1" | NA | NA | NA | NA | NA | NA | NA | 80
Primary | Plastics and Polymers | Polypropylene | Cover Block |  |  |  | Polypropylene Cover Block | MPP021363 | MPPI0071 | PVC Cover Block 15mm |  | Black | Nos | 39172200 |  |  | No |  | Yes | Yes, Branded | No | Under Development |  | MPPE0001 | MGPO01 |  |  |  |  | Applicable | Applicable |  |  | 3 | 7 |  | No | NA | MPPS0001 | MPPQ0002 | [10 empty] | NA | NA | 15 | 15 | NA | 15 | NA | NA | NA | NA | NA | NA | NA | NA | NA | NA | NA | NA | NA | NA | NA | NA | NA | NA | NA | NA | NA | NA
Primary | Plastics and Polymers | Polypropylene | Cover Block |  |  |  | Polypropylene Cover Block | MPP021364 | MPPI0071 | PVC Cover Block 25mm |  | Black | Nos | 39172200 |  |  | No |  | Yes | Yes, Branded | No | Under Development |  | MPPE0001 | MGPO01 |  |  |  |  | Applicable | Applicable |  |  | 3 | 7 |  | No | NA | MPPS0001 | MPPQ0002 | [10 empty] | NA | NA | 25 | 25 | NA | 25 | NA | NA | NA | NA | NA | NA | NA | NA | NA | NA | NA | NA | NA | NA | NA | NA | NA | NA | NA | NA | NA | NA
Primary | Plastics and Polymers | Polypropylene | Cover Block |  |  |  | Polypropylene Cover Block | MPP021365 | MPPI0071 | PVC Cover Block 30mm |  | Black | Nos | 39172200 |  |  | No |  | Yes | Yes, Branded | No | Under Development |  | MPPE0001 | MGPO01 |  |  |  |  | Applicable | Applicable |  |  | 3 | 7 |  | No | NA | MPPS0001 | MPPQ0002 | [10 empty] | NA | NA | 30 | 30 | NA | 30 | NA | NA | NA | NA | NA | NA | NA | NA | NA | NA | NA | NA | NA | NA | NA | NA | NA | NA | NA | NA | NA | NA
Primary | Plastics and Polymers | Polypropylene | Cover Block |  |  |  | Polypropylene Cover Block | MPP021366 | MPPI0071 | PVC Cover Block 40 mm x 50 mm |  | Black | Nos | 39172200 |  |  | No |  | Yes | Yes, Branded | No | Under Development |  | MPPE0001 | MGPO01 |  |  |  |  | Applicable | Applicable |  |  | 3 | 7 |  | No | NA | MPPS0001 | MPPQ0002 | [10 empty] | NA | NA | 50 | 40 | NA |  | NA | NA | NA | NA | NA | NA | NA | NA | NA | NA | NA | NA | NA | NA | NA | NA | NA | NA | NA | NA | NA | NA
Primary | Plastics and Polymers | Polypropylene | Cover Block |  |  |  | Polypropylene Cover Block | MPP021367 | MPPI0071 | PVC Cover Block 40mm |  | Black | Nos | 39172200 |  |  | No |  | Yes | Yes, Branded | No | Under Development |  | MPPE0001 | MGPO01 |  |  |  |  | Applicable | Applicable |  |  | 3 | 7 |  | No | NA | MPPS0001 | MPPQ0002 | [10 empty] | NA | NA | 40 | 40 | NA | 40 | NA | NA | NA | NA | NA | NA | NA | NA | NA | NA | NA | NA | NA | NA | NA | NA | NA | NA | NA | NA | NA | NA
Primary | Plastics and Polymers | Polypropylene | Cover Block |  |  |  | Polypropylene Cover Block | MPP021368 | MPPI0071 | PVC Cover Block 50mm |  | Black | Nos | 39172200 |  |  | No |  | Yes | Yes, Branded | No | Under Development |  | MPPE0001 | MGPO01 |  |  |  |  | Applicable | Applicable |  |  | 3 | 7 |  | No | NA | MPPS0001 | MPPQ0002 | [10 empty] | NA | NA | 50 | 50 | NA | 50 | NA | NA | NA | NA | NA | NA | NA | NA | NA | NA | NA | NA | NA | NA | NA | NA | NA | NA | NA | NA | NA | NA
Primary | Plastics and Polymers | Polypropylene | Cover Block |  |  |  | Polypropylene Cover Block | MPP021369 | MPPI0071 | PVC Cover Block 75mm |  | Black | Nos | 39172200 |  |  | No |  | Yes | Yes, Branded | No | Under Development |  | MPPE0001 | MGPO01 |  |  |  |  | Applicable | Applicable |  |  | 3 | 7 |  | No | NA | MPPS0001 | MPPQ0002 | [10 empty] | NA | NA | 75 | 75 | NA | 75 | NA | NA | NA | NA | NA | NA | NA | NA | NA | NA | NA | NA | NA | NA | NA | NA | NA | NA | NA | NA | NA | NA
Primary | Plastics and Polymers | Polypropylene | Fabric |  |  |  | Geotextile Fabric | MPP021370 | MPPI0072 | Geo Textile Fabric 50 gsm |  | Black | m² | 39172200 |  |  | No |  | Yes | Yes, Branded | No | Under Development |  | MPPE0001 | MGPO01 |  |  |  |  | Applicable | Applicable |  |  | 3 | 7 |  | No | NA | MPPS0004 | MPPQ0003 | [10 empty] | NA | NA |  | NA | NA | NA | NA | NA | NA | NA | NA | NA | NA | NA | NA | NA | NA | NA | NA | NA | 50 | NA | NA | NA | NA | NA | NA | NA
Primary | Plastics and Polymers | HDPE | Mesh |  |  |  | HDPE Mesh | MPP021371 | MPPI0073 | HDPE Mesh 3000mm x 2000mm |  | Black | m² | 39172190 |  |  | No |  | Yes | Yes, Branded | No | Under Development |  | MPPE0001 | MGPO01 |  |  |  |  | Applicable | Applicable |  |  | 3 | 7 |  | No | NA | MPPS0004 | MPPQ0003 | [10 empty] | NA | NA | 3000 | 2000 | NA | NA | NA | NA | NA | NA | NA | NA | NA | NA | NA | NA | NA | NA | NA | NA | NA | NA | NA | NA | NA | NA | NA | NA
Primary | Plastics and Polymers | Nylon | Rope |  |  |  | Nylon Rope | MPP021372 | MPPI0074 | Nylon Rope 12mm |  | Light Blue | kg | 56075040 |  |  | No |  | Yes | Yes, Branded | No | Under Development |  | MPPE0001 | MGPO01 |  |  |  |  | Applicable | Applicable |  |  | 3 | 7 |  | No | NA | MPPS0004 | MPPQ0003 | [10 empty] | NA | NA | 10000 | NA | NA | NA | NA | 12 | NA | NA | NA | NA | NA | NA | NA | NA | NA | NA | NA | NA | NA | NA | NA | NA | NA | NA | NA | NA
Primary | Plastics and Polymers | Polycarbonate | Sheet |  |  |  | Polycarbonate resistant sheet | MPP021373 | MPPI0075 | Polycarbonate resistant sheet |  | White | ft² | 39206110 |  |  | No |  | Yes | Yes, Branded | No | Under Development |  | MPPE0001 | MGPO01 |  |  |  |  | Applicable | Applicable |  |  | 3 | 7 |  | No | NA | MPPS0004 | MPPQ0003 | [10 empty] | NA | Roofing | 2000 | 3000 | 2 | NA | NA | 12 | NA | NA | NA | NA | NA | NA | NA | NA | NA | NA | NA | NA | NA | NA | NA | NA | NA | NA | NA | NA
Primary | Plastics and Polymers | Polyethylene | Sheet |  |  |  | Polyethylene Foam sheet | MPP021374 | MPPI0076 | Polyethylene Foam sheet |  | White | m | 39201092 |  |  | No |  | Yes | Yes, Branded | No | Under Development |  | MPPE0001 | MGPO01 |  |  |  |  | Applicable | Applicable |  |  | 3 | 7 |  | No | NA | MPPS0004 | MPPQ0003 | [10 empty] | NA | NA | NA | NA | NA | NA | NA | NA | NA | NA | NA | NA | NA | NA | NA | NA | NA | NA | NA | NA | NA | NA | NA | NA | NA | NA | NA | NA
Primary | Plastics and Polymers | PVC | Tile Spacer |  |  |  | PVC Tile Spacer | MPP021375 | MPPI0077 | PVC Tile Spacer - 2mm |  | White | Nos | 39172310 |  |  | No |  | Yes | Yes, Branded | No | Under Development |  | MPPE0001 | MGPO01 |  |  |  |  | Applicable | Applicable |  |  | 3 | 7 |  | No | NA | MPPS0004 | MPPQ0003 | [10 empty] | NA | NA | NA | NA | 2 | NA | NA | NA | NA | NA | NA | NA | NA | NA | NA | NA | NA | NA | NA | NA | NA | NA | NA | NA | NA | NA | NA | NA
Primary | Plastics and Polymers | PVC | Tile Spacer |  |  |  | PVC Tile Spacer | MPP021376 | MPPI0077 | PVC Tile Spacer - 4mm |  | White | Nos | 39172310 |  |  | No |  | Yes | Yes, Branded | No | Under Development |  | MPPE0001 | MGPO01 |  |  |  |  | Applicable | Applicable |  |  | 3 | 7 |  | No | NA | MPPS0004 | MPPQ0003 | [10 empty] | NA | NA | NA | NA | 4 | NA | NA | NA | NA | NA | NA | NA | NA | NA | NA | NA | NA | NA | NA | NA | NA | NA | NA | NA | NA | NA | NA | NA
Primary | Plastics and Polymers | Thermocol | Sheet |  |  |  | Thermocol Sheet | MPP021377 | MPPI0078 | Thermocol Sheet - 12mm |  | White | Nos | 39219010 |  |  | No |  | Yes | Yes, Branded | No | Under Development |  | MPPE0001 | MGPO01 |  |  |  |  | Applicable | Applicable |  |  | 3 | 7 |  | No | NA | MPPS0004 | MPPQ0003 | [10 empty] | NA | NA | NA | NA | 12 | NA | NA | NA | NA | NA | NA | NA | NA | NA | NA | NA | NA | NA | NA | NA | NA | NA | NA | NA | NA | NA | NA | NA
Primary | Plastics and Polymers | PVC | Sheet |  |  |  | Plastic sheet | MPP021378 | MPPI0079 | Plastic Sheet 0.2mm |  | White | kg | 39204900 |  |  | No |  | Yes | Yes, Branded | No | Under Development |  | MPPE0001 | MGPO01 |  |  |  |  | Applicable | Applicable |  |  | 3 | 7 |  | No | NA | MPPS0004 | MPPQ0003 | [10 empty] | NA | NA | NA | NA | NA | NA | 0.2 | NA | NA | NA | NA | NA | NA | NA | NA | NA | NA | NA | NA | NA | NA | NA | NA | NA | NA | NA | NA | NA
Primary | Plastics and Polymers | PE | Corrugated type |  |  |  | PE corrugated pipe | MPP021379 | MPPI0080 | PE corrugated pipe - 75mm |  | Grey | m | 39172110 |  |  | No |  | Yes | Yes, Branded | No | Under Development |  | MPPE0001 | MGPO01 |  |  |  |  | Applicable | Applicable |  |  | 3 | 7 |  | No | IS 16098: Part 2 | MPPS0004 | MPPQ0001 | [10 empty] | NA | B | 30000 | NA | NA | 75 | 1.0 | NA | 71 | NA | NA | NA | NA | NA | NA | NA | NA | NA | NA | NA | NA | NA | NA | NA | NA | NA | NA | NA
Primary | Plastics and Polymers | Rubber | Ring |  |  |  | Rubber ring | MPP021380 | MPPI0081 | Rubber ring for Soil , waste & Ventilating pipes of inner diameter 75 mm |  | Grey | Nos | 40169320 |  |  | No |  | Yes | Yes, Branded | No | Under Development |  | MPPE0001 | MGPO01 |  |  |  |  | Applicable | Applicable |  |  | 3 | 7 |  | No | IS 5382 | MPPS0004 | [11 empty] | NA | Type 1 | NA | NA | NA | 75 | NA | NA | 75 | NA | NA | NA | NA | NA | NA | NA | NA | NA | NA | NA | NA | 50 | NA | NA | NA | NA | NA | NA
Primary | Plastics and Polymers | Rubber | Ring |  |  |  | Rubber ring | MPP021381 | MPPI0081 | Rubber ring for Soil , waste & Ventilating pipes of inner diameter 110 mm |  | Grey | Nos | 40169320 |  |  | No |  | Yes | Yes, Branded | No | Under Development |  | MPPE0001 | MGPO01 |  |  |  |  | Applicable | Applicable |  |  | 3 | 7 |  | No | IS 5382 | MPPS0004 | [11 empty] | NA | Type 1 | NA | NA | NA | 110 | NA | NA | 110 | NA | NA | NA | NA | NA | NA | NA | NA | NA | NA | NA | NA | 50 | NA | NA | NA | NA | NA | NA
Primary | Plastics and Polymers | Rubber | Ring |  |  |  | Rubber ring | MPP021382 | MPPI0081 | Rubber ring for Soil , waste & Ventilating pipes of inner diameter 160 mm |  | Grey | Nos | 40169320 |  |  | No |  | Yes | Yes, Branded | No | Under Development |  | MPPE0001 | MGPO01 |  |  |  |  | Applicable | Applicable |  |  | 3 | 7 |  | No | IS 5382 | MPPS0004 | [11 empty] | NA | Type 1 | NA | NA | NA | 160 | NA | NA | 160 | NA | NA | NA | NA | NA | NA | NA | NA | NA | NA | NA | NA | 50 | NA | NA | NA | NA | NA | NA
Primary | Plastics and Polymers | Rubber | Ring |  |  |  | Rubber ring | MPP021383 | MPPI0081 | Rubber ring for Soil , waste & Ventilating pipes of inner diameter 200 mm |  | Grey | Nos | 40169320 |  |  | No |  | Yes | Yes, Branded | No | Under Development |  | MPPE0001 | MGPO01 |  |  |  |  | Applicable | Applicable |  |  | 3 | 7 |  | No | IS 5382 | MPPS0004 | [11 empty] | NA | Type 1 | NA | NA | NA | 200 | NA | NA | 200 | NA | NA | NA | NA | NA | NA | NA | NA | NA | NA | NA | NA | 50 | NA | NA | NA | NA | NA | NA
Primary | Plastics and Polymers | Plastic | Bucket |  |  |  | Plastic Bucket | MPP021384 | MPPI0082 | Plastic Bucket |  | Blue | Nos |  |  |  | No |  | Yes | Yes, Branded | No | Under Development |  | MPPE0001 | MGPO01 |  |  |  |  | Applicable | Applicable |  |  | 3 | 7 |  | No | NA | MPPS0004 | MPPQ0003 | [10 empty] | NA | NA | NA | NA | NA | NA | NA | NA | NA |  | NA | NA | NA | 10 |  | NA | NA |  |  |  | NA | NA | NA | NA | NA | NA | NA | NA
Primary | Plastics and Polymers | Plastic | Bucket |  |  |  | Plastic Bucket | MPP021385 | MPPI0082 | Plastic Bucket |  | Blue | Nos |  |  |  | No |  | Yes | Yes, Branded | No | Under Development |  | MPPE0001 | MGPO01 |  |  |  |  | Applicable | Applicable |  |  | 3 | 7 |  | No | NA | MPPS0004 | MPPQ0003 | [10 empty] | NA | NA | NA | NA | NA | NA | NA | NA | NA |  | NA | NA | NA | 16 |  | NA | NA |  |  |  | NA | NA | NA | NA | NA | NA | NA | NA
Primary | Plastics and Polymers | Plastic | Bucket |  |  |  | Plastic Bucket | MPP021386 | MPPI0082 | Plastic Bucket |  | Blue | Nos |  |  |  | No |  | Yes | Yes, Branded | No | Under Development |  | MPPE0001 | MGPO01 |  |  |  |  | Applicable | Applicable |  |  | 3 | 7 |  | No | NA | MPPS0004 | MPPQ0003 | [10 empty] | NA | NA | NA | NA | NA | NA | NA | NA | NA |  | NA | NA | NA | 5 |  | NA | NA |  |  |  | NA | NA | NA | NA | NA | NA | NA | NA
Primary | Plastics and Polymers | Plastic | Cover |  |  |  | Plastic Cover (Table Roll) | MPP021387 | MPPI0083 | Plastic Cover (Table Roll) |  | White | Roll |  |  |  | No |  | Yes | Yes, Branded | No | Under Development |  | MPPE0001 | MGPO01 |  |  |  |  | Applicable | Applicable |  |  | 3 | 7 |  | No | NA | MPPS0004 | MPPQ0003 | [10 empty] | NA | NA | NA | NA | NA | NA | NA | NA | NA |  | NA | NA | NA | NA |  | NA | NA |  |  |  | NA | NA | NA | NA | NA | NA | NA | NA
Primary | Plastics and Polymers | Plastic | Drum |  |  |  | Plastic Drum (Barrel) | MPP021388 | MPPI0084 | Plastic Drum (Barrel) |  | White | Nos |  |  |  | No |  | Yes | Yes, Branded | No | Under Development |  | MPPE0001 | MGPO01 |  |  |  |  | Applicable | Applicable |  |  | 3 | 7 |  | No | NA | MPPS0004 | MPPQ0003 | [10 empty] | NA | NA | NA | NA | NA | NA | NA | NA | NA |  | NA | NA | NA | NA |  | NA | NA |  |  |  | NA | NA | NA | NA | NA | NA | NA | NA
Primary | Plastics and Polymers | Plastic | Drum |  |  |  | Plastic Drum (Barrel) | MPP021389 | MPPI0084 | Plastic Drum (Barrel) |  | White | Nos |  |  |  | No |  | Yes | Yes, Branded | No | Under Development |  | MPPE0001 | MGPO01 |  |  |  |  | Applicable | Applicable |  |  | 3 | 7 |  | No | NA | MPPS0004 | MPPQ0003 | [10 empty] | NA | NA | NA | NA | NA | NA | NA | NA | NA |  | NA | NA | NA | NA |  | NA | NA |  |  |  | NA | NA | NA | NA | NA | NA | NA | NA
Primary | Plastics and Polymers | Plastic | Mortar Pan |  |  |  | Plastic Mortar Pan | MPP021390 | MPPI0085 | Plastic Mortar Pan |  | Blue | Nos |  |  |  | No |  | Yes | Yes, Branded | No | Under Development |  | MPPE0001 | MGPO01 |  |  |  |  | Applicable | Applicable |  |  | 3 | 7 |  | No | NA | MPPS0004 | MPPQ0003 | [10 empty] | NA | NA | NA | NA | NA | NA | NA | NA | NA |  | NA | NA | NA | NA |  | NA | NA |  |  |  | NA | NA | NA | NA | NA | NA | NA | NA
Primary | Plastics and Polymers | Plastic | Mug |  |  |  | Plastic Mug | MPP021391 | MPPI0086 | Plastic Mug |  | White | Nos |  |  |  | No |  | Yes | Yes, Branded | No | Under Development |  | MPPE0001 | MGPO01 |  |  |  |  | Applicable | Applicable |  |  | 3 | 7 |  | No | NA | MPPS0004 | MPPQ0003 | [10 empty] | NA | NA | NA | NA | NA | NA | NA | NA | NA |  | NA | NA | NA | NA |  | NA | NA |  |  |  | NA | NA | NA | NA | NA | NA | NA | NA
Primary | Plastics and Polymers | Plastic | Pot |  |  |  | Plastic Pot | MPP021392 | MPPI0087 | Plastic Pot |  | White | Nos |  |  |  | No |  | Yes | Yes, Branded | No | Under Development |  | MPPE0001 | MGPO01 |  |  |  |  | Applicable | Applicable |  |  | 3 | 7 |  | No | NA | MPPS0004 | MPPQ0003 | [10 empty] | NA | NA | NA | NA | NA | 40 | NA | NA | NA |  | NA | NA | NA | NA |  | NA | NA |  |  |  | NA | NA | NA | NA | NA | NA | NA | NA
Primary | Plastics and Polymers | Plastic | Pot |  |  |  | Plastic Pot | MPP021393 | MPPI0087 | Plastic Pot |  | White | Nos |  |  |  | No |  | Yes | Yes, Branded | No | Under Development |  | MPPE0001 | MGPO01 |  |  |  |  | Applicable | Applicable |  |  | 3 | 7 |  | No | NA | MPPS0004 | MPPQ0003 | [10 empty] | NA | NA | NA | NA | NA | 15 | NA | NA | NA |  | NA | NA | NA | NA |  | NA | NA |  |  |  | NA | NA | NA | NA | NA | NA | NA | NA
Primary | Plastics and Polymers | Plastic | Planter box |  |  |  | Planter box | MPP021394 | MPPI0088 | Planter box |  | Brown | Nos |  |  |  | No |  | Yes | Yes, Branded | No | Under Development |  | MPPE0001 | MGPO01 |  |  |  |  | Applicable | Applicable |  |  | 3 | 7 |  | No | NA | MPPS0004 | MPPQ0003 | [10 empty] | NA | NA | NA | NA | NA | NA | NA | NA | NA |  | NA | NA | NA | NA |  | NA | NA |  |  |  | NA | NA | NA | NA | NA | NA | NA | NA
Primary | Plastics and Polymers | PVC | Sleeve |  |  |  | PVC Sleeves | MPP021395 | MPPI0089 | PVC Sleeves-50 mm |  | Black | m | 39172310 |  |  | No |  | Yes | Yes, Branded | No | Under Development |  | MPPE0001 | MGPO01 |  |  |  |  | Applicable | Applicable |  |  | 3 | 7 |  | No | NA | MPPS0004 | MPPQ0001 | [10 empty] | NA | NA | NA | NA | NA | NA | 0.5 | -50 | NA | NA | NA | NA | NA | NA | NA | NA | NA | NA | NA | NA | NA | NA | NA | NA | NA | NA | NA | NA
Primary | Plastics and Polymers | PVC | Sleeve |  |  |  | PVC Sleeves | MPP021396 | MPPI0089 | PVC Sleeves-60 mm |  | Black | m | 39172310 |  |  | No |  | Yes | Yes, Branded | No | Under Development |  | MPPE0001 | MGPO01 |  |  |  |  | Applicable | Applicable |  |  | 3 | 7 |  | No | NA | MPPS0004 | MPPQ0001 | [10 empty] | NA | NA | NA | NA | NA | NA | 0.5 | -60 | NA | NA | NA | NA | NA | NA | NA | NA | NA | NA | NA | NA | NA | NA | NA | NA | NA | NA | NA | NA
Primary | Plastics and Polymers | PVC | Sleeve |  |  |  | PVC Sleeves | MPP021397 | MPPI0089 | PVC Sleeves-65 mm |  | Black | m | 39172310 |  |  | No |  | Yes | Yes, Branded | No | Under Development |  | MPPE0001 | MGPO01 |  |  |  |  | Applicable | Applicable |  |  | 3 | 7 |  | No | NA | MPPS0004 | MPPQ0001 | [10 empty] | NA | NA | NA | NA | NA | NA | 0.5 | -65 | NA | NA | NA | NA | NA | NA | NA | NA | NA | NA | NA | NA | NA | NA | NA | NA | NA | NA | NA | NA
Primary | Plastics and Polymers | PVC | Sleeve |  |  |  | PVC Sleeves | MPP021398 | MPPI0089 | PVC Sleeves-75 mm |  | Black | m | 39172310 |  |  | No |  | Yes | Yes, Branded | No | Under Development |  | MPPE0001 | MGPO01 |  |  |  |  | Applicable | Applicable |  |  | 3 | 7 |  | No | NA | MPPS0004 | MPPQ0001 | [10 empty] | NA | NA | NA | NA | NA | NA | 0.5 | -75 | NA | NA | NA | NA | NA | NA | NA | NA | NA | NA | NA | NA | NA | NA | NA | NA | NA | NA | NA | NA
Primary | Plastics and Polymers | PVC | Sleeve |  |  |  | PVC Sleeves | MPP021399 | MPPI0089 | PVC Sleeves-100 mm |  | Black | m | 39172310 |  |  | No |  | Yes | Yes, Branded | No | Under Development |  | MPPE0001 | MGPO01 |  |  |  |  | Applicable | Applicable |  |  | 3 | 7 |  | No | NA | MPPS0004 | MPPQ0001 | [10 empty] | NA | NA | NA | NA | NA | NA | 0.5 | -100 | NA | NA | NA | NA | NA | NA | NA | NA | NA | NA | NA | NA | NA | NA | NA | NA | NA | NA | NA | NA
Primary | Plastics and Polymers | PVC | Sleeve |  |  |  | PVC Sleeves | MPP021400 | MPPI0089 | PVC Sleeves-110 mm |  | Black | m | 39172310 |  |  | No |  | Yes | Yes, Branded | No | Under Development |  | MPPE0001 | MGPO01 |  |  |  |  | Applicable | Applicable |  |  | 3 | 7 |  | No | NA | MPPS0004 | MPPQ0001 | [10 empty] | NA | NA | NA | NA | NA | NA | 0.5 | -110 | NA | NA | NA | NA | NA | NA | NA | NA | NA | NA | NA | NA | NA | NA | NA | NA | NA | NA | NA | NA
Primary | Plastics and Polymers | PVC | Sleeve |  |  |  | PVC Sleeves | MPP021401 | MPPI0089 | PVC Sleeves-150 mm |  | Black | m | 39172310 |  |  | No |  | Yes | Yes, Branded | No | Under Development |  | MPPE0001 | MGPO01 |  |  |  |  | Applicable | Applicable |  |  | 3 | 7 |  | No | NA | MPPS0004 | MPPQ0001 | [10 empty] | NA | NA | NA | NA | NA | NA | 0.5 | -150 | NA | NA | NA | NA | NA | NA | NA | NA | NA | NA | NA | NA | NA | NA | NA | NA | NA | NA | NA | NA
Primary | Plastics and Polymers | Polypropylene | Drainage Cell |  |  |  | Drainage cell | MPP021402 | MPPI0090 | Drainage cell |  | Black | Nos |  |  |  | No |  | Yes | Yes, Branded | No | Under Development |  | MPPE0001 | MGPO01 |  |  |  |  | Applicable | Applicable |  |  | 3 | 7 |  | No | NA | MPPS0004 | MPPQ0003 | [10 empty] | NA | NA | 450 | 450 | 20 | NA | NA | NA | NA | NA | NA | NA | NA | NA | NA | NA | NA | NA | NA | NA | NA | NA | NA | NA | NA | NA | NA | NA
Primary | Plastics and Polymers | Polypropylene | Drainage Cell |  |  |  | Drainage cell | MPP021403 | MPPI0090 | Drainage cell |  | Black | Nos |  |  |  | No |  | Yes | Yes, Branded | No | Under Development |  | MPPE0001 | MGPO01 |  |  |  |  | Applicable | Applicable |  |  | 3 | 7 |  | No | NA | MPPS0004 | MPPQ0003 | [10 empty] | NA | NA | 450 | 450 | 32 | NA | NA | NA | NA | NA | NA | NA | NA | NA | NA | NA | NA | NA | NA | NA | NA | NA | NA | NA | NA | NA | NA | NA
Primary | Plastics and Polymers | uPVC | Pipe | Plain end |  |  | uPVC pipe - 20mm - class 5 (10kgf/cm2) - plain end | MPP021404 | MPPI0091 | uPVC pipe - 20mm - class 5 (10kgf/sq.cm.) - plain end used in potable water supply |  | Light Grey | m | 39172310 |  |  | No |  | Yes | Yes, Branded | No | Under Development |  | MPPE0001 | MGPO01 |  |  |  |  | Applicable | Applicable |  |  | 3 | 7 |  | No | IS 4984 | MPPS0003 | MPPQ0001 | [11 empty] | 5 | 6000 | NA | NA | 20 | NA | 20 | NA | NA | NA | NA | NA | NA | Potable water supply | NA | NA | NA | NA | NA | NA | NA | 10 | NA | NA | NA | NA | NA
Primary | Plastics and Polymers | uPVC | Pipe | Plain end |  |  | uPVC pipe - 25mm - class 5 (10kgf/cm2) - plain end | MPP021405 | MPPI0091 | uPVC pipe - 25mm - class 5 (10kgf/sq.cm.) - plain end used in potable water supply |  | Light Grey | m | 39172310 |  |  | No |  | Yes | Yes, Branded | No | Under Development |  | MPPE0001 | MGPO01 |  |  |  |  | Applicable | Applicable |  |  | 3 | 7 |  | No | IS 4984 | MPPS0003 | MPPQ0001 | [11 empty] | 5 | 6000 | NA | NA | 25 | NA | 25 | NA | NA | NA | NA | NA | NA | Potable water supply | NA | NA | NA | NA | NA | NA | NA | 10 | NA | NA | NA | NA | NA
Primary | Plastics and Polymers | uPVC | Pipe | Plain end |  |  | uPVC pipe - 32mm - class 5 (10kgf/cm2) - plain end | MPP021406 | MPPI0091 | uPVC pipe - 32mm - class 5 (10kgf/sq.cm.) - plain end used in potable water supply |  | Light Grey | m | 39172310 |  |  | No |  | Yes | Yes, Branded | No | Under Development |  | MPPE0001 | MGPO01 |  |  |  |  | Applicable | Applicable |  |  | 3 | 7 |  | No | IS 4984 | MPPS0003 | MPPQ0001 | [11 empty] | 5 | 6000 | NA | NA | 32 | NA | 32 | NA | NA | NA | NA | NA | NA | Potable water supply | NA | NA | NA | NA | NA | NA | NA | 10 | NA | NA | NA | NA | NA
Primary | Plastics and Polymers | uPVC | Pipe | Plain end |  |  | uPVC pipe - 40mm - class 3 (6kgf/cm2) - plain end | MPP021407 | MPPI0091 | uPVC pipe - 40mm - class 3 (6kgf/sq.cm.) - plain end used in potable water supply |  | Light Grey | m | 39172310 |  |  | No |  | Yes | Yes, Branded | No | Under Development |  | MPPE0001 | MGPO01 |  |  |  |  | Applicable | Applicable |  |  | 3 | 7 |  | No | IS 4984 | MPPS0003 | MPPQ0001 | [11 empty] | 3 | 6000 | NA | NA | 40 | NA | 40 | NA | NA | NA | NA | NA | NA | Potable water supply | NA | NA | NA | NA | NA | NA | NA | 6 | NA | NA | NA | NA | NA
Primary | Plastics and Polymers | uPVC | Pipe | Plain end |  |  | uPVC pipe - 50mm - class 3 (6kgf/cm2) - plain end | MPP021408 | MPPI0091 | uPVC pipe - 50mm - class 3 (6kgf/sq.cm.) - plain end used in potable water supply |  | Light Grey | m | 39172310 |  |  | No |  | Yes | Yes, Branded | No | Under Development |  | MPPE0001 | MGPO01 |  |  |  |  | Applicable | Applicable |  |  | 3 | 7 |  | No | IS 4984 | MPPS0003 | MPPQ0001 | [11 empty] | 3 | 6000 | NA | NA | 50 | NA | 50 | NA | NA | NA | NA | NA | NA | Potable water supply | NA | NA | NA | NA | NA | NA | NA | 6 | NA | NA | NA | NA | NA
Primary | Plastics and Polymers | uPVC | Pipe | Socket end |  |  | uPVC pipe - 20mm - class 5 (10kgf/cm2) - socket end | MPP021409 | MPPI0091 | uPVC pipe - 20mm - class 5 (10kgf/sq.cm.) - socket end used in potable water supply |  | Light Grey | m | 39172310 |  |  | No |  | Yes | Yes, Branded | No | Under Development |  | MPPE0001 | MGPO01 |  |  |  |  | Applicable | Applicable |  |  | 3 | 7 |  | No | IS 4984 | MPPS0003 | MPPQ0001 | [11 empty] | 5 | 6000 | NA | NA | 20 | NA | 20 | NA |  | NA | NA | NA | NA |  | NA | NA |  |  |  | NA | NA | NA | NA | NA | NA | NA | NA
Primary | Plastics and Polymers | uPVC | Pipe | Socket end |  |  | uPVC pipe - 25mm - class 5 (10kgf/cm2) - socket end | MPP021410 | MPPI0091 | uPVC pipe - 25mm - class 5 (10kgf/sq.cm.) - socket end used in potable water supply |  | Light Grey | m | 39172310 |  |  | No |  | Yes | Yes, Branded | No | Under Development |  | MPPE0001 | MGPO01 |  |  |  |  | Applicable | Applicable |  |  | 3 | 7 |  | No | IS 4984 | MPPS0003 | MPPQ0001 | [11 empty] | 5 | 6000 | NA | NA | 25 | NA | 25 | NA |  | NA | NA | NA | NA |  | NA | NA |  |  |  | NA | NA | NA | NA | NA | NA | NA | NA
Primary | Plastics and Polymers | uPVC | Pipe | Socket end |  |  | uPVC pipe - 32mm - class 5 (10kgf/cm2) - socket end | MPP021411 | MPPI0091 | uPVC pipe - 32mm - class 5 (10kgf/sq.cm.) - socket end used in potable water supply |  | Light Grey | m | 39172310 |  |  | No |  | Yes | Yes, Branded | No | Under Development |  | MPPE0001 | MGPO01 |  |  |  |  | Applicable | Applicable |  |  | 3 | 7 |  | No | IS 4984 | MPPS0003 | MPPQ0001 | [11 empty] | 5 | 6000 | NA | NA | 32 | NA | 32 | NA |  | NA | NA | NA | NA |  | NA | NA |  |  |  | NA | NA | NA | NA | NA | NA | NA | NA
Primary | Plastics and Polymers | uPVC | Pipe | Socket end |  |  | uPVC pipe - 40mm - class 3 (6kgf/cm2) - socket end | MPP021412 | MPPI0091 | uPVC pipe - 40mm - class 3 (6kgf/sq.cm.) - socket end used in potable water supply |  | Light Grey | m | 39172310 |  |  | No |  | Yes | Yes, Branded | No | Under Development |  | MPPE0001 | MGPO01 |  |  |  |  | Applicable | Applicable |  |  | 3 | 7 |  | No | IS 4984 | MPPS0003 | MPPQ0001 | [11 empty] | 3 | 6000 | NA | NA | 40 | NA | 40 | NA |  | NA | NA | NA | NA |  | NA | NA |  |  |  | NA | NA | NA | NA | NA | NA | NA | NA
Primary | Plastics and Polymers | uPVC | Pipe | Socket end |  |  | uPVC pipe - 50mm - class 3 (6kgf/cm2) - socket end | MPP021413 | MPPI0091 | uPVC pipe - 50mm - class 3 (6kgf/sq.cm.) - socket end used in potable water supply |  | Light Grey | m | 39172310 |  |  | No |  | Yes | Yes, Branded | No | Under Development |  | MPPE0001 | MGPO01 |  |  |  |  | Applicable | Applicable |  |  | 3 | 7 |  | No | IS 4984 | MPPS0003 | MPPQ0001 | [11 empty] | 3 | 6000 | NA | NA | 50 | NA | 50 | NA |  | NA | NA | NA | NA |  | NA | NA |  |  |  | NA | NA | NA | NA | NA | NA | NA | NA
Primary | Plastics and Polymers | uPVC | Pipe | Socket end |  |  | uPVC pipe - 63mm - class 3 (6kgf/cm2) - socket end | MPP021414 | MPPI0091 | uPVC pipe - 63mm - class 3 (6kgf/sq.cm.) - socket end used in potable water supply |  | Light Grey | m | 39172310 |  |  | No |  | Yes | Yes, Branded | No | Under Development |  | MPPE0001 | MGPO01 |  |  |  |  | Applicable | Applicable |  |  | 3 | 7 |  | No | IS 4984 | MPPS0003 | MPPQ0001 | [11 empty] | 3 | 6000 | NA | NA | 63 | NA | 63 | NA | NA | NA | NA | NA | NA | Potable water supply | NA | NA | NA | NA | NA | NA | NA | 6 | NA | NA | NA | NA | NA

## Brand
Brand Code | Manufacturer's Name | Brand/Series | Manufacturer's Code | Manufacturer's Specification | Material Safety Data Sheet | Technical Drawing | 3D model | Country of Manufacture | Warranty Period in Years | Status | Approved Vendors | Shelf Life in Days | Packing List | Associated Materials
BPP000574 | VIP | VIP | [5 empty] | India | NA | Approved | 1258,1267, 1310, 2010, 21032, 2349, 2386, 3174, 3253, 3323, 3491, 3544, 3907, 41167, 4164, 4588, 4684, 70195 | NA | NA | MPP021131
BPP000575 | VIP | VIP | [5 empty] | India | NA | Approved | 1258,1267, 1310, 2010, 21032, 2349, 2386, 3174, 3253, 3323, 3491, 3544, 3907, 41167, 4164, 4588, 4684, 70195 | NA | NA | MPP021132
BPP000576 | VIP | VIP | [5 empty] | India | NA | Approved | 1258,1267, 1310, 2010, 21032, 2349, 2386, 3174, 3253, 3323, 3491, 3544, 3907, 41167, 4164, 4588, 4684, 70195 | NA | NA | MPP021133
BPP000577 | VIP | VIP | [5 empty] | India | NA | Approved | 1258,1267, 1310, 2010, 21032, 2349, 2386, 3174, 3253, 3323, 3491, 3544, 3907, 41167, 4164, 4588, 4684, 70195 | NA | NA | MPP021134
BPP000578 | VIP | VIP | [5 empty] | India | NA | Approved | 1258,1267, 1310, 2010, 21032, 2349, 2386, 3174, 3253, 3323, 3491, 3544, 3907, 41167, 4164, 4588, 4684, 70195 | NA | NA | MPP021135
BPP000579 | VIP | VIP | [5 empty] | India | NA | Approved | 1258,1267, 1310, 2010, 21032, 2349, 2386, 3174, 3253, 3323, 3491, 3544, 3907, 41167, 4164, 4588, 4684, 70195 | NA | NA | MPP021136
BPP000580 | Astral | Astral | [5 empty] | India | NA | Approved | 1267, 20706, 21032, 3118, 3310, 3323, 3465, 3835, 3879, 3890, 40064, 41167, 4588, 4638, 4684 | NA | NA | MPP021137
BPP000581 | Supreme | Supreme | [5 empty] | India | NA | Approved | 1340, 1430, 21032, 2924, 3323, 3465, 3684, 3794, 3835, 3879, 3970, 41167, 4180, 4588, 4684, 4759, 70227 | NA | NA | MPP021331
BPP000582 | Supreme | Supreme | [5 empty] | India | NA | Approved | 1340, 1430, 21032, 2924, 3323, 3465, 3684, 3794, 3835, 3879, 3970, 41167, 4180, 4588, 4684, 4759, 70227 | NA | NA | MPP021332
BPP000583 | Supreme | Supreme | [5 empty] | India | NA | Approved | 1340, 1430, 21032, 2924, 3323, 3465, 3684, 3794, 3835, 3879, 3970, 41167, 4180, 4588, 4684, 4759, 70227 | NA | NA | MPP021333
BPP000584 | Supreme | Supreme | [5 empty] | India | NA | Approved | 1340, 1430, 21032, 2924, 3323, 3465, 3684, 3794, 3835, 3879, 3970, 41167, 4180, 4588, 4684, 4759, 70227 | NA | NA | MPP021334
BPP000585 | Supreme | Supreme | [5 empty] | India | NA | Approved | 1340, 1430, 21032, 2924, 3323, 3465, 3684, 3794, 3835, 3879, 3970, 41167, 4180, 4588, 4684, 4759, 70227 | NA | NA | MPP021335
BPP000586 | Supreme | Supreme | [5 empty] | India | NA | Approved | 1340, 1430, 21032, 2924, 3323, 3465, 3684, 3794, 3835, 3879, 3970, 41167, 4180, 4588, 4684, 4759, 70227 | NA | NA | MPP021336
BPP000587 | Supreme | Supreme | [5 empty] | India | NA | Approved | 1340, 1430, 21032, 2924, 3323, 3465, 3684, 3794, 3835, 3879, 3970, 41167, 4180, 4588, 4684, 4759, 70227 | NA | NA | MPP021337
BPP000588 | Supreme | Supreme | [5 empty] | India | NA | Approved | 1340, 1430, 21032, 2924, 3323, 3465, 3684, 3794, 3835, 3879, 3970, 41167, 4180, 4588, 4684, 4759, 70227 | NA | NA | MPP021338
BPP000589 | Supreme | Supreme | [5 empty] | India | NA | Approved | 1340, 1430, 21032, 2924, 3323, 3465, 3684, 3794, 3835, 3879, 3970, 41167, 4180, 4588, 4684, 4759, 70227 | NA | NA | MPP021339
BPP000590 | Prince | Prince | [5 empty] | India | NA | Approved | 1340, 1879, 21032, 2386, 2544, 3126, 3323, 3633, 3854, 3879, 3905, 4068, 41167, 4588, 4684, 5148 | NA | NA | MPP021205
BPP000591 | Prince | Prince | [5 empty] | India | NA | Approved | 1340, 1879, 21032, 2386, 2544, 3126, 3323, 3633, 3854, 3879, 3905, 4068, 41167, 4588, 4684, 5148 | NA | NA | MPP021206
BPP000592 | Prince | Prince | [5 empty] | India | NA | Approved | 1340, 1879, 21032, 2386, 2544, 3126, 3323, 3633, 3854, 3879, 3905, 4068, 41167, 4588, 4684, 5148 | NA | NA | MPP021207
BPP000593 | Prince | Prince | [5 empty] | India | NA | Approved | 1340, 1879, 21032, 2386, 2544, 3126, 3323, 3633, 3854, 3879, 3905, 4068, 41167, 4588, 4684, 5148 | NA | NA | MPP021208
BPP000594 | Prince | Prince | [5 empty] | India | NA | Approved | 1340, 1879, 21032, 2386, 2544, 3126, 3323, 3633, 3854, 3879, 3905, 4068, 41167, 4588, 4684, 5148 | NA | NA | MPP021209
BPP000595 | Prince | Prince | [5 empty] | India | NA | Approved | 1340, 1879, 21032, 2386, 2544, 3126, 3323, 3633, 3854, 3879, 3905, 4068, 41167, 4588, 4684, 5148 | NA | NA | MPP021210
BPP000596 | Prince | Prince | [5 empty] | India | NA | Approved | 1340, 1879, 21032, 2386, 2544, 3126, 3323, 3633, 3854, 3879, 3905, 4068, 41167, 4588, 4684, 5148 | NA | NA | MPP021211
BPP000597 | Prince | Prince | [5 empty] | India | NA | Approved | 1340, 1879, 21032, 2386, 2544, 3126, 3323, 3633, 3854, 3879, 3905, 4068, 41167, 4588, 4684, 5148 | NA | NA | MPP021212
BPP000598 | Prince | Prince | [5 empty] | India | NA | Approved | 1340, 1879, 21032, 2386, 2544, 3126, 3323, 3633, 3854, 3879, 3905, 4068, 41167, 4588, 4684, 5148 | NA | NA | MPP021213

## Rate Master
Material ID | Type of Purchase (Import/Domestic Inter-state/ Domestic Intra-state) | Currency Type | Control Base Rate (per UoM) | Location ID will be City wise | Coefficients | [7 empty] | Landed Rate (in Base Currency) (per UoM)
[5 empty] | Insurance considered by customs (per UoM) | Custom duties (per UoM) | Clearing charges by customs (per UoM) | Freight (per UoM) | Currency Fluctuation - This will be linked from the Exchange rate table | Tax Variance | Location Variance | Market Fluctuation
[10 empty] | % | % | %
PLS021131
PLS021132
PLS021133
PLS021134
PLS021135
PLS021136
PLS021137
PLS021138
PLS021139
PLS021140
PLS021141
PLS021142
PLS021143
PLS021144
PLS021145
PLS021146
PLS021147
PLS021148
PLS021149
PLS021150
PLS021151
PLS021152
PLS021153
PLS021154
PLS021155
PLS021156
PLS021157
PLS021158
PLS021159
PLS021160
PLS021161
PLS021162
PLS021163
PLS021164
PLS021165
PLS021166
PLS021167
PLS021168
PLS021169
PLS021170
PLS021171
PLS021172
PLS021173
PLS021174
PLS021175
PLS021176
PLS021177
PLS021178
PLS021179
PLS021180
PLS021181
PLS021182
PLS021183
PLS021184
PLS021185
PLS021186
PLS021187
PLS021188
PLS021189
PLS021190
PLS021191
PLS021192
PLS021193
PLS021194
PLS021195
PLS021196
PLS021197
PLS021198
PLS021199
PLS021200
PLS021201
PLS021202
PLS021203
PLS021204
PLS021205
PLS021206
PLS021207
PLS021208
PLS021209
PLS021210
PLS021211
PLS021212
PLS021213
PLS021214
PLS021215
PLS021216
PLS021217
PLS021218
PLS021219
PLS021220
PLS021221
PLS021222
PLS021223
PLS021224
PLS021225
PLS021226
PLS021227
PLS021228
PLS021229
PLS021230
PLS021231
PLS021232
PLS021233
PLS021234
PLS021235
PLS021236
PLS021237
PLS021238
PLS021239
PLS021240
PLS021241
PLS021242
PLS021243
PLS021244
PLS021245
PLS021246
PLS021247
PLS021248
PLS021249
PLS021250
PLS021251
PLS021252
PLS021253
PLS021254
PLS021255
PLS021256
PLS021257
PLS021258
PLS021259
PLS021260
PLS021261
PLS021262
PLS021263
PLS021264
PLS021265
PLS021266
PLS021267
PLS021268
PLS021269
PLS021270
PLS021271
PLS021272
PLS021273
PLS021274
PLS021275
PLS021276
PLS021277
PLS021278
PLS021279
PLS021280
PLS021281
PLS021282
PLS021283
PLS021284
PLS021285
PLS021286
PLS021287
PLS021288
PLS021289
PLS021290
PLS021291
PLS021292
PLS021293
PLS021294
PLS021295
PLS021296
PLS021297
PLS021298
PLS021299
PLS021300
PLS021301
PLS021302
PLS021303
PLS021304
PLS021305
PLS021306
PLS021307
PLS021308
PLS021309
PLS021310
PLS021311
PLS021312
PLS021313
PLS021314
PLS021315
PLS021316
PLS021317
PLS021318
PLS021319
PLS021320
PLS021321
PLS021322
PLS021323
PLS021324
PLS021325
PLS021326
PLS021327
PLS021328
PLS021329
PLS021330
PLS021331
PLS021332
PLS021333
PLS021334
PLS021335
PLS021336
PLS021337
PLS021338
PLS021339
PLS021340
PLS021341
PLS021342
PLS021343
PLS021344
PLS021345
PLS021346
PLS021347
PLS021348
PLS021349
PLS021350
PLS021351
PLS021352
PLS021353
PLS021354
PLS021355
PLS021356
PLS021357
PLS021358
PLS021359
PLS021360
PLS021361
PLS021362
PLS021363
PLS021364
PLS021365
PLS021366
PLS021367
PLS021368
PLS021369
PLS021370
PLS021371
PLS021372
PLS021373
PLS021374
PLS021375
PLS021376
PLS021377
PLS021378
PLS021379
PLS021380
PLS021381
PLS021382
PLS021383
PLS021384
PLS021385
PLS021386
PLS021387
PLS021388
PLS021389
PLS021390
PLS021391
PLS021392
PLS021393
PLS021394
PLS021395
PLS021396
PLS021397
PLS021398
PLS021399
PLS021400
PLS021401
PLS021402
PLS021403
PLS021404
PLS021405
PLS021406
PLS021407
PLS021408
PLS021409
PLS021410
PLS021411
PLS021412
PLS021413
PLS021414