## Service Master
Classification | [6 empty] | General | [6 empty] | Purchase | [7 empty] | Planning |  |  | Quality |  |  |  | System Logs
Service Level 1 | Service Level 2 | Service Level 3 | Service Level 4 | Service Level 5 | Service Level 6 | Service Level 7 | Service Code | WBS Code | Short Description | eDesign Description | Unit of Measure | SAC | Service Status | Method of Measurement | General SO Terms | Special SO Terms | Last Purchase Rate | Wt. Avg. Purchase Rate | Pur. Rate Threshold | GST Applicability | Approved Vendors | SO Lead Time | Vendor Mobilisation Time | Min. Order Qty. | Governing Standard | Quality Checklist | Method Statement | Safety Requirements | Date Created | Created by | Date Last Amended | Last Amended by
[19 empty] | % |  |  | Days | Days
Masonry & Plaster | Table Moulded Brick Masonry | 115mm thick |  |  |  |  | SMP000267 | MPL-BRK-115 | Masonry & Plaster-Table Moulded Brick Masonry-115mm thick- |  | m² | 995456 | Approved |  | SGPO01 | SMPP0001 |  |  | 10 | Applicable |  | 5 | 5 |  |  | SMPQ0001
Masonry & Plaster | Table Moulded Brick Masonry | 230mm thick |  |  |  |  | SMP000268 | MPL-BRK-230 | Masonry & Plaster-Table Moulded Brick Masonry-230mm thick- |  | m² | 995456 | Approved |  | SGPO01 | SMPP0001 |  |  | 10 | Applicable |  | 5 | 5 |  |  | SMPQ0001
Masonry & Plaster | Table Moulded Brick Masonry | 345mm thick |  |  |  |  | SMP000269 | MPL-BRK-345 | Masonry & Plaster-Table Moulded Brick Masonry-345mm thick- |  | m² | 995456 | Approved |  | SGPO01 | SMPP0001 |  |  | 10 | Applicable |  | 5 | 5 |  |  | SMPQ0001
Masonry & Plaster | Concrete Block Masonry - Hollow ¦ Solid | Hollow Block | 100mm thick |  |  |  | SMP000270 | MPL-CCB-HOL-100 | Masonry & Plaster-Concrete Block Masonry - Hollow ¦ Solid-Hollow Block-100mm thick- |  | m² | 995456 | Approved |  | SGPO01 | SMPP0001 |  |  | 10 | Applicable |  | 5 | 5 |  |  | SMPQ0001
Masonry & Plaster | Concrete Block Masonry - Hollow ¦ Solid | Hollow Block | 150mm thick |  |  |  | SMP000271 | MPL-CCB-HOL-150 | Masonry & Plaster-Concrete Block Masonry - Hollow ¦ Solid-Hollow Block-150mm thick- |  | m² | 995456 | Approved |  | SGPO01 | SMPP0001 |  |  | 10 | Applicable |  | 5 | 5 |  |  | SMPQ0001
Masonry & Plaster | Concrete Block Masonry - Hollow ¦ Solid | Hollow Block | 200mm thick |  |  |  | SMP000272 | MPL-CCB-HOL-200 | Masonry & Plaster-Concrete Block Masonry - Hollow ¦ Solid-Hollow Block-200mm thick- |  | m² | 995456 | Approved |  | SGPO01 | SMPP0001 |  |  | 10 | Applicable |  | 5 | 5 |  |  | SMPQ0001
Masonry & Plaster | Concrete Block Masonry - Hollow ¦ Solid | Solid Block | 100mm thick |  |  |  | SMP000273 | MPL-CCB-SLD-100 | Masonry & Plaster-Concrete Block Masonry - Hollow ¦ Solid-Solid Block-100mm thick- |  | m² | 995456 | Approved |  | SGPO01 | SMPP0001 |  |  | 10 | Applicable |  | 5 | 5 |  |  | SMPQ0001
Masonry & Plaster | Concrete Block Masonry - Hollow ¦ Solid | Solid Block | 150mm thick |  |  |  | SMP000274 | MPL-CCB-SLD-150 | Masonry & Plaster-Concrete Block Masonry - Hollow ¦ Solid-Solid Block-150mm thick- |  | m² | 995456 | Approved |  | SGPO01 | SMPP0001 |  |  | 10 | Applicable |  | 5 | 5 |  |  | SMPQ0001
Masonry & Plaster | Concrete Block Masonry - Hollow ¦ Solid | Solid Block | 200mm thick |  |  |  | SMP000275 | MPL-CCB-SLD-200 | Masonry & Plaster-Concrete Block Masonry - Hollow ¦ Solid-Solid Block-200mm thick- |  | m² | 995456 | Approved |  | SGPO01 | SMPP0001 |  |  | 10 | Applicable |  | 5 | 5 |  |  | SMPQ0001
Masonry & Plaster | Terracotta Block Masonry - Porotherm ¦ Other | Hollow Block | Wet Method | 100mm thick |  |  | SMP000276 | MPL-PRT-HOL-100 | Masonry & Plaster-Terracotta Block Masonry - Porotherm ¦ Other-Hollow Block-Wet Method-100mm thick |  | m² | 995456 | Approved |  | SGPO01 | SMPP0001 |  |  | 10 | Applicable |  | 5 | 5 |  |  | SMPQ0001
Masonry & Plaster | Terracotta Block Masonry - Porotherm ¦ Other | Hollow Block | Wet Method | 150mm thick |  |  | SMP000277 | MPL-PRT-HOL-150 | Masonry & Plaster-Terracotta Block Masonry - Porotherm ¦ Other-Hollow Block-Wet Method-150mm thick |  | m² | 995456 | Approved |  | SGPO01 | SMPP0001 |  |  | 10 | Applicable |  | 5 | 5 |  |  | SMPQ0001
Masonry & Plaster | Terracotta Block Masonry - Porotherm ¦ Other | Hollow Block | Wet Method | 200mm thick |  |  | SMP000278 | MPL-PRT-HOL-200 | Masonry & Plaster-Terracotta Block Masonry - Porotherm ¦ Other-Hollow Block-Wet Method-200mm thick |  | m² | 995456 | Approved |  | SGPO01 | SMPP0001 |  |  | 10 | Applicable |  | 5 | 5 |  |  | SMPQ0001
Masonry & Plaster | Terracotta Block Masonry - Porotherm ¦ Other | Hollow Block | Wet Method | 300mm thick |  |  | SMP000279 | MPL-PRT-HOL-300 | Masonry & Plaster-Terracotta Block Masonry - Porotherm ¦ Other-Hollow Block-Wet Method-300mm thick |  | m² | 995456 | Approved |  | SGPO01 | SMPP0001 |  |  | 10 | Applicable |  | 5 | 5 |  |  | SMPQ0001
Masonry & Plaster | Terracotta Block Masonry - Porotherm ¦ Other | Hollow Block | Dry Method | 100mm thick |  |  | SMP000280 | MPL-PRT-HOL-300 | Masonry & Plaster-Terracotta Block Masonry - Porotherm ¦ Other-Hollow Block-Dry Method-100mm thick |  | m² | 995456 | Approved |  | SGPO01 | SMPP0001 |  |  | 10 | Applicable |  | 5 | 5 |  |  | SMPQ0001
Masonry & Plaster | Terracotta Block Masonry - Porotherm ¦ Other | Hollow Block | Dry Method | 150mm thick |  |  | SMP000281 | MPL-PRT-HOL-300 | Masonry & Plaster-Terracotta Block Masonry - Porotherm ¦ Other-Hollow Block-Dry Method-150mm thick |  | m² | 995456 | Approved |  | SGPO01 | SMPP0001 |  |  | 10 | Applicable |  | 5 | 5 |  |  | SMPQ0001
Masonry & Plaster | Terracotta Block Masonry - Porotherm ¦ Other | Hollow Block | Dry Method | 200mm thick |  |  | SMP000282 | MPL-PRT-HOL-300 | Masonry & Plaster-Terracotta Block Masonry - Porotherm ¦ Other-Hollow Block-Dry Method-200mm thick |  | m² | 995456 | Approved |  | SGPO01 | SMPP0001 |  |  | 10 | Applicable |  | 5 | 5 |  |  | SMPQ0001
Masonry & Plaster | Terracotta Block Masonry - Porotherm ¦ Other | Hollow Block | Dry Method | 300mm thick |  |  | SMP000283 | MPL-PRT-HOL-300 | Masonry & Plaster-Terracotta Block Masonry - Porotherm ¦ Other-Hollow Block-Dry Method-300mm thick |  | m² | 995456 | Approved |  | SGPO01 | SMPP0001 |  |  | 10 | Applicable |  | 5 | 5 |  |  | SMPQ0001
Masonry & Plaster | Lightweight Block Masonry | Aerocon Block | 75mm thick |  |  |  | SMP000284 | MPL-LBM-AER-075 | Masonry & Plaster-Lightweight Block Masonry -Aerocon Block -75mm thick- |  | m² | 995456 | Approved |  | SGPO01 | SMPP0001 |  |  | 10 | Applicable |  | 5 | 5 |  |  | SMPQ0001
Masonry & Plaster | Lightweight Block Masonry | Aerocon Block | 100mm thick |  |  |  | SMP000285 | MPL-LBM-AER-100 | Masonry & Plaster-Lightweight Block Masonry -Aerocon Block -100mm thick- |  | m² | 995456 | Approved |  | SGPO01 | SMPP0001 |  |  | 10 | Applicable |  | 5 | 5 |  |  | SMPQ0001
Masonry & Plaster | Lightweight Block Masonry | Aerocon Block | 150mm thick |  |  |  | SMP000286 | MPL-LBM-AER-150 | Masonry & Plaster-Lightweight Block Masonry -Aerocon Block -150mm thick- |  | m² | 995456 | Approved |  | SGPO01 | SMPP0001 |  |  | 10 | Applicable |  | 5 | 5 |  |  | SMPQ0001
Masonry & Plaster | Lightweight Block Masonry | Aerocon Block | 200mm thick |  |  |  | SMP000287 | MPL-LBM-AER-200 | Masonry & Plaster-Lightweight Block Masonry -Aerocon Block -200mm thick- |  | m² | 995456 | Approved |  | SGPO01 | SMPP0001 |  |  | 10 | Applicable |  | 5 | 5 |  |  | SMPQ0001
Masonry & Plaster | Lightweight Block Masonry | Siporex | 75mm thick |  |  |  | SMP000288 | MPL-LBM-SIP-075 | Masonry & Plaster-Lightweight Block Masonry -Siporex-75mm thick- |  | m² | 995456 | Approved |  | SGPO01 | SMPP0001 |  |  | 10 | Applicable |  | 5 | 5 |  |  | SMPQ0001
Masonry & Plaster | Lightweight Block Masonry | Siporex | 150mm thick |  |  |  | SMP000289 | MPL-LBM-SIP-150 | Masonry & Plaster-Lightweight Block Masonry -Siporex-150mm thick- |  | m² | 995456 | Approved |  | SGPO01 | SMPP0001 |  |  | 10 | Applicable |  | 5 | 5 |  |  | SMPQ0001
Masonry & Plaster | Exposed Wire-cut Brick Masonry | Cladding 50 x 100 x 300 bricks | 115mm thick | English Bond Flat |  |  | SMP000290 | MPL-WCT-A01-115-EBF | Masonry & Plaster-Exposed Wire-cut Brick Masonry-Cladding 50 x 100 x 300 bricks-115mm thick -English Bond Flat- |  | m² | 995456 | Approved |  | SGPO01 | SMPP0001 |  |  | 10 | Applicable |  | 5 | 5 |  |  | SMPQ0002
Masonry & Plaster | Exposed Wire-cut Brick Masonry | Cladding 50 x 100 x 300 bricks | 115mm thick | English Bond Sloping |  |  | SMP000291 | MPL-WCT-A01-115-EBS | Masonry & Plaster-Exposed Wire-cut Brick Masonry-Cladding 50 x 100 x 300 bricks-115mm thick -English Bond Sloping- |  | m² | 995456 | Approved |  | SGPO01 | SMPP0001 |  |  | 10 | Applicable |  | 5 | 5 |  |  | SMPQ0002
Masonry & Plaster | Exposed Wire-cut Brick Masonry | Cladding 50 x 100 x 300 bricks | 115mm thick | English Bond Curved |  |  | SMP000292 | MPL-WCT-A01-115-EBC | Masonry & Plaster-Exposed Wire-cut Brick Masonry-Cladding 50 x 100 x 300 bricks-115mm thick -English Bond Curved- |  | m² | 995456 | Approved |  | SGPO01 | SMPP0001 |  |  | 10 | Applicable |  | 5 | 5 |  |  | SMPQ0002
Masonry & Plaster | Exposed Wire-cut Brick Masonry | Cladding 50 x 100 x 300 bricks | 115mm thick | Flemish Bond Flat |  |  | SMP000293 | MPL-WCT-A01-115-FBF | Masonry & Plaster-Exposed Wire-cut Brick Masonry-Cladding 50 x 100 x 300 bricks-115mm thick -Flemish Bond Flat- |  | m² | 995456 | Approved |  | SGPO01 | SMPP0001 |  |  | 10 | Applicable |  | 5 | 5 |  |  | SMPQ0002
Masonry & Plaster | Exposed Wire-cut Brick Masonry | Cladding 50 x 100 x 300 bricks | 115mm thick | Flemish Bond Sloping |  |  | SMP000294 | MPL-WCT-A01-115-FBS | Masonry & Plaster-Exposed Wire-cut Brick Masonry-Cladding 50 x 100 x 300 bricks-115mm thick -Flemish Bond Sloping- |  | m² | 995456 | Approved |  | SGPO01 | SMPP0001 |  |  | 10 | Applicable |  | 5 | 5 |  |  | SMPQ0002
Masonry & Plaster | Exposed Wire-cut Brick Masonry | Cladding 50 x 100 x 300 bricks | 115mm thick | Flemish Bond Curved |  |  | SMP000295 | MPL-WCT-A01-115-FBC | Masonry & Plaster-Exposed Wire-cut Brick Masonry-Cladding 50 x 100 x 300 bricks-115mm thick -Flemish Bond Curved- |  | m² | 995456 | Approved |  | SGPO01 | SMPP0001 |  |  | 10 | Applicable |  | 5 | 5 |  |  | SMPQ0002
Masonry & Plaster | Exposed Wire-cut Brick Masonry | Cladding 50 x 100 x 300 bricks | 115mm thick | Stack Bond Flat |  |  | SMP000296 | MPL-WCT-A01-115-SBF | Masonry & Plaster-Exposed Wire-cut Brick Masonry-Cladding 50 x 100 x 300 bricks-115mm thick -Stack Bond Flat- |  | m² | 995456 | Approved |  | SGPO01 | SMPP0001 |  |  | 10 | Applicable |  | 5 | 5 |  |  | SMPQ0002
Masonry & Plaster | Exposed Wire-cut Brick Masonry | Cladding 50 x 100 x 300 bricks | 115mm thick | Stack Bond Sloping |  |  | SMP000297 | MPL-WCT-A01-115-SBS | Masonry & Plaster-Exposed Wire-cut Brick Masonry-Cladding 50 x 100 x 300 bricks-115mm thick -Stack Bond Sloping- |  | m² | 995456 | Approved |  | SGPO01 | SMPP0001 |  |  | 10 | Applicable |  | 5 | 5 |  |  | SMPQ0002
Masonry & Plaster | Exposed Wire-cut Brick Masonry | Cladding 50 x 100 x 300 bricks | 115mm thick | Stack Bond Curved |  |  | SMP000298 | MPL-WCT-A01-115-SBC | Masonry & Plaster-Exposed Wire-cut Brick Masonry-Cladding 50 x 100 x 300 bricks-115mm thick -Stack Bond Curved- |  | m² | 995456 | Approved |  | SGPO01 | SMPP0001 |  |  | 10 | Applicable |  | 5 | 5 |  |  | SMPQ0002
Masonry & Plaster | Exposed Wire-cut Brick Masonry | Cladding 50 x 100 x 300 bricks | 115mm thick | Vertical Bond |  |  | SMP000299 | MPL-WCT-A01-115-VRB | Masonry & Plaster-Exposed Wire-cut Brick Masonry-Cladding 50 x 100 x 300 bricks-115mm thick -Vertical Bond- |  | m² | 995456 | Approved |  | SGPO01 | SMPP0001 |  |  | 10 | Applicable |  | 5 | 5 |  |  | SMPQ0002
Masonry & Plaster | Exposed Wire-cut Brick Masonry | Cladding 50 x 100 x 300 bricks | 115mm thick | Soldier Bond |  |  | SMP000300 | MPL-WCT-A01-115-SLB | Masonry & Plaster-Exposed Wire-cut Brick Masonry-Cladding 50 x 100 x 300 bricks-115mm thick -Soldier Bond- |  | m² | 995456 | Approved |  | SGPO01 | SMPP0001 |  |  | 10 | Applicable |  | 5 | 5 |  |  | SMPQ0002
Masonry & Plaster | Exposed Wire-cut Brick Masonry | Cladding 50 x 100 x 300 bricks | 115mm thick | Ruin Finish |  |  | SMP000301 | MPL-WCT-A01-115-RIF | Masonry & Plaster-Exposed Wire-cut Brick Masonry-Cladding 50 x 100 x 300 bricks-115mm thick -Ruin Finish- |  | m² | 995456 | Approved |  | SGPO01 | SMPP0001 |  |  | 10 | Applicable |  | 5 | 5 |  |  | SMPQ0002
Masonry & Plaster | Exposed Wire-cut Brick Masonry | Composite 50 x 100 x 300 bricks | 230mm thick | English Bond Flat |  |  | SMP000302 | MPL-WCT-A02-230-EBF | Masonry & Plaster-Exposed Wire-cut Brick Masonry-Composite 50 x 100 x 300 bricks-230mm thick -English Bond Flat- |  | m² | 995456 | Approved |  | SGPO01 | SMPP0001 |  |  | 10 | Applicable |  | 5 | 5 |  |  | SMPQ0002
Masonry & Plaster | Exposed Wire-cut Brick Masonry | Composite 50 x 100 x 300 bricks | 230mm thick | English Bond Sloping |  |  | SMP000303 | MPL-WCT-A02-230-EBS | Masonry & Plaster-Exposed Wire-cut Brick Masonry-Composite 50 x 100 x 300 bricks-230mm thick -English Bond Sloping- |  | m² | 995456 | Approved |  | SGPO01 | SMPP0001 |  |  | 10 | Applicable |  | 5 | 5 |  |  | SMPQ0002
Masonry & Plaster | Exposed Wire-cut Brick Masonry | Composite 50 x 100 x 300 bricks | 230mm thick | English Bond Curved |  |  | SMP000304 | MPL-WCT-A02-230-EBC | Masonry & Plaster-Exposed Wire-cut Brick Masonry-Composite 50 x 100 x 300 bricks-230mm thick -English Bond Curved- |  | m² | 995456 | Approved |  | SGPO01 | SMPP0001 |  |  | 10 | Applicable |  | 5 | 5 |  |  | SMPQ0002
Masonry & Plaster | Exposed Wire-cut Brick Masonry | Composite 50 x 100 x 300 bricks | 230mm thick | Flemish Bond Flat |  |  | SMP000305 | MPL-WCT-A02-230-FBF | Masonry & Plaster-Exposed Wire-cut Brick Masonry-Composite 50 x 100 x 300 bricks-230mm thick -Flemish Bond Flat- |  | m² | 995456 | Approved |  | SGPO01 | SMPP0001 |  |  | 10 | Applicable |  | 5 | 5 |  |  | SMPQ0002
Masonry & Plaster | Exposed Wire-cut Brick Masonry | Composite 50 x 100 x 300 bricks | 230mm thick | Flemish Bond Sloping |  |  | SMP000306 | MPL-WCT-A02-230-FBS | Masonry & Plaster-Exposed Wire-cut Brick Masonry-Composite 50 x 100 x 300 bricks-230mm thick -Flemish Bond Sloping- |  | m² | 995456 | Approved |  | SGPO01 | SMPP0001 |  |  | 10 | Applicable |  | 5 | 5 |  |  | SMPQ0002
Masonry & Plaster | Exposed Wire-cut Brick Masonry | Composite 50 x 100 x 300 bricks | 230mm thick | Flemish Bond Curved |  |  | SMP000307 | MPL-WCT-A02-230-FBC | Masonry & Plaster-Exposed Wire-cut Brick Masonry-Composite 50 x 100 x 300 bricks-230mm thick -Flemish Bond Curved- |  | m² | 995456 | Approved |  | SGPO01 | SMPP0001 |  |  | 10 | Applicable |  | 5 | 5 |  |  | SMPQ0002
Masonry & Plaster | Exposed Wire-cut Brick Masonry | Composite 50 x 100 x 300 bricks | 230mm thick | Stack Bond Flat |  |  | SMP000308 | MPL-WCT-A02-230-SBF | Masonry & Plaster-Exposed Wire-cut Brick Masonry-Composite 50 x 100 x 300 bricks-230mm thick -Stack Bond Flat- |  | m² | 995456 | Approved |  | SGPO01 | SMPP0001 |  |  | 10 | Applicable |  | 5 | 5 |  |  | SMPQ0002
Masonry & Plaster | Exposed Wire-cut Brick Masonry | Composite 50 x 100 x 300 bricks | 230mm thick | Stack Bond Sloping |  |  | SMP000309 | MPL-WCT-A02-230-SBS | Masonry & Plaster-Exposed Wire-cut Brick Masonry-Composite 50 x 100 x 300 bricks-230mm thick -Stack Bond Sloping- |  | m² | 995456 | Approved |  | SGPO01 | SMPP0001 |  |  | 10 | Applicable |  | 5 | 5 |  |  | SMPQ0002
Masonry & Plaster | Exposed Wire-cut Brick Masonry | Composite 50 x 100 x 300 bricks | 230mm thick | Stack Bond Curved |  |  | SMP000310 | MPL-WCT-A02-230-SBC | Masonry & Plaster-Exposed Wire-cut Brick Masonry-Composite 50 x 100 x 300 bricks-230mm thick -Stack Bond Curved- |  | m² | 995456 | Approved |  | SGPO01 | SMPP0001 |  |  | 10 | Applicable |  | 5 | 5 |  |  | SMPQ0002
Masonry & Plaster | Exposed Wire-cut Brick Masonry | Composite 50 x 100 x 300 bricks | 230mm thick | Vertical Bond |  |  | SMP000311 | MPL-WCT-A02-230-VRB | Masonry & Plaster-Exposed Wire-cut Brick Masonry-Composite 50 x 100 x 300 bricks-230mm thick -Vertical Bond- |  | m² | 995456 | Approved |  | SGPO01 | SMPP0001 |  |  | 10 | Applicable |  | 5 | 5 |  |  | SMPQ0002
Masonry & Plaster | Exposed Wire-cut Brick Masonry | Composite 50 x 100 x 300 bricks | 230mm thick | Soldier Bond |  |  | SMP000312 | MPL-WCT-A02-230-SLB | Masonry & Plaster-Exposed Wire-cut Brick Masonry-Composite 50 x 100 x 300 bricks-230mm thick -Soldier Bond- |  | m² | 995456 | Approved |  | SGPO01 | SMPP0001 |  |  | 10 | Applicable |  | 5 | 5 |  |  | SMPQ0002
Masonry & Plaster | Exposed Wire-cut Brick Masonry | Composite 50 x 100 x 300 bricks | 230mm thick | Ruin Finish |  |  | SMP000313 | MPL-WCT-A02-230-RIF | Masonry & Plaster-Exposed Wire-cut Brick Masonry-Composite 50 x 100 x 300 bricks-230mm thick -Ruin Finish- |  | m² | 995456 | Approved |  | SGPO01 | SMPP0001 |  |  | 10 | Applicable |  | 5 | 5 |  |  | SMPQ0002
Masonry & Plaster | Exposed Wire-cut Brick Masonry | One Side Composite 50 x 100 x 300 bricks | 345mm thick | English Bond Flat |  |  | SMP000314 | MPL-WCT-A03-345-EBF | Masonry & Plaster-Exposed Wire-cut Brick Masonry-One Side Composite 50 x 100 x 300 bricks-345mm thick -English Bond Flat- |  | m² | 995456 | Approved |  | SGPO01 | SMPP0001 |  |  | 10 | Applicable |  | 5 | 5 |  |  | SMPQ0002
Masonry & Plaster | Exposed Wire-cut Brick Masonry | One Side Composite 50 x 100 x 300 bricks | 345mm thick | English Bond Sloping |  |  | SMP000315 | MPL-WCT-A03-345-EBS | Masonry & Plaster-Exposed Wire-cut Brick Masonry-One Side Composite 50 x 100 x 300 bricks-345mm thick -English Bond Sloping- |  | m² | 995456 | Approved |  | SGPO01 | SMPP0001 |  |  | 10 | Applicable |  | 5 | 5 |  |  | SMPQ0002
Masonry & Plaster | Exposed Wire-cut Brick Masonry | One Side Composite 50 x 100 x 300 bricks | 345mm thick | English Bond Curved |  |  | SMP000316 | MPL-WCT-A03-345-EBC | Masonry & Plaster-Exposed Wire-cut Brick Masonry-One Side Composite 50 x 100 x 300 bricks-345mm thick -English Bond Curved- |  | m² | 995456 | Approved |  | SGPO01 | SMPP0001 |  |  | 10 | Applicable |  | 5 | 5 |  |  | SMPQ0002
Masonry & Plaster | Exposed Wire-cut Brick Masonry | One Side Composite 50 x 100 x 300 bricks | 345mm thick | Flemish Bond Flat |  |  | SMP000317 | MPL-WCT-A03-345-FBF | Masonry & Plaster-Exposed Wire-cut Brick Masonry-One Side Composite 50 x 100 x 300 bricks-345mm thick -Flemish Bond Flat- |  | m² | 995456 | Approved |  | SGPO01 | SMPP0001 |  |  | 10 | Applicable |  | 5 | 5 |  |  | SMPQ0002
Masonry & Plaster | Exposed Wire-cut Brick Masonry | One Side Composite 50 x 100 x 300 bricks | 345mm thick | Flemish Bond Sloping |  |  | SMP000318 | MPL-WCT-A03-345-FBS | Masonry & Plaster-Exposed Wire-cut Brick Masonry-One Side Composite 50 x 100 x 300 bricks-345mm thick -Flemish Bond Sloping- |  | m² | 995456 | Approved |  | SGPO01 | SMPP0001 |  |  | 10 | Applicable |  | 5 | 5 |  |  | SMPQ0002
Masonry & Plaster | Exposed Wire-cut Brick Masonry | One Side Composite 50 x 100 x 300 bricks | 345mm thick | Flemish Bond Curved |  |  | SMP000319 | MPL-WCT-A03-345-FBC | Masonry & Plaster-Exposed Wire-cut Brick Masonry-One Side Composite 50 x 100 x 300 bricks-345mm thick -Flemish Bond Curved- |  | m² | 995456 | Approved |  | SGPO01 | SMPP0001 |  |  | 10 | Applicable |  | 5 | 5 |  |  | SMPQ0002
Masonry & Plaster | Exposed Wire-cut Brick Masonry | One Side Composite 50 x 100 x 300 bricks | 345mm thick | Stack Bond Flat |  |  | SMP000320 | MPL-WCT-A03-345-SBF | Masonry & Plaster-Exposed Wire-cut Brick Masonry-One Side Composite 50 x 100 x 300 bricks-345mm thick -Stack Bond Flat- |  | m² | 995456 | Approved |  | SGPO01 | SMPP0001 |  |  | 10 | Applicable |  | 5 | 5 |  |  | SMPQ0002
Masonry & Plaster | Exposed Wire-cut Brick Masonry | One Side Composite 50 x 100 x 300 bricks | 345mm thick | Stack Bond Sloping |  |  | SMP000321 | MPL-WCT-A03-345-SBS | Masonry & Plaster-Exposed Wire-cut Brick Masonry-One Side Composite 50 x 100 x 300 bricks-345mm thick -Stack Bond Sloping- |  | m² | 995456 | Approved |  | SGPO01 | SMPP0001 |  |  | 10 | Applicable |  | 5 | 5 |  |  | SMPQ0002
Masonry & Plaster | Exposed Wire-cut Brick Masonry | One Side Composite 50 x 100 x 300 bricks | 345mm thick | Stack Bond Curved |  |  | SMP000322 | MPL-WCT-A03-345-SBC | Masonry & Plaster-Exposed Wire-cut Brick Masonry-One Side Composite 50 x 100 x 300 bricks-345mm thick -Stack Bond Curved- |  | m² | 995456 | Approved |  | SGPO01 | SMPP0001 |  |  | 10 | Applicable |  | 5 | 5 |  |  | SMPQ0002
Masonry & Plaster | Exposed Wire-cut Brick Masonry | One Side Composite 50 x 100 x 300 bricks | 345mm thick | Vertical Bond |  |  | SMP000323 | MPL-WCT-A03-345-VRB | Masonry & Plaster-Exposed Wire-cut Brick Masonry-One Side Composite 50 x 100 x 300 bricks-345mm thick -Vertical Bond- |  | m² | 995456 | Approved |  | SGPO01 | SMPP0001 |  |  | 10 | Applicable |  | 5 | 5 |  |  | SMPQ0002
Masonry & Plaster | Exposed Wire-cut Brick Masonry | One Side Composite 50 x 100 x 300 bricks | 345mm thick | Soldier Bond |  |  | SMP000324 | MPL-WCT-A03-345-SLB | Masonry & Plaster-Exposed Wire-cut Brick Masonry-One Side Composite 50 x 100 x 300 bricks-345mm thick -Soldier Bond- |  | m² | 995456 | Approved |  | SGPO01 | SMPP0001 |  |  | 10 | Applicable |  | 5 | 5 |  |  | SMPQ0002
Masonry & Plaster | Exposed Wire-cut Brick Masonry | One Side Composite 50 x 100 x 300 bricks | 345mm thick | Ruin Finish |  |  | SMP000325 | MPL-WCT-A03-345-RIF | Masonry & Plaster-Exposed Wire-cut Brick Masonry-One Side Composite 50 x 100 x 300 bricks-345mm thick -Ruin Finish- |  | m² | 995456 | Approved |  | SGPO01 | SMPP0001 |  |  | 10 | Applicable |  | 5 | 5 |  |  | SMPQ0002
Masonry & Plaster | Exposed Wire-cut Brick Masonry | Two Side Composite 50 x 100 x 300 bricks | 345mm thick | English Bond Flat |  |  | SMP000326 | MPL-WCT-A04-345-EBF | Masonry & Plaster-Exposed Wire-cut Brick Masonry-Two Side Composite 50 x 100 x 300 bricks-345mm thick -English Bond Flat- |  | m² | 995456 | Approved |  | SGPO01 | SMPP0001 |  |  | 10 | Applicable |  | 5 | 5 |  |  | SMPQ0002
Masonry & Plaster | Exposed Wire-cut Brick Masonry | Two Side Composite 50 x 100 x 300 bricks | 345mm thick | English Bond Sloping |  |  | SMP000327 | MPL-WCT-A04-345-EBS | Masonry & Plaster-Exposed Wire-cut Brick Masonry-Two Side Composite 50 x 100 x 300 bricks-345mm thick -English Bond Sloping- |  | m² | 995456 | Approved |  | SGPO01 | SMPP0001 |  |  | 10 | Applicable |  | 5 | 5 |  |  | SMPQ0002
Masonry & Plaster | Exposed Wire-cut Brick Masonry | Two Side Composite 50 x 100 x 300 bricks | 345mm thick | English Bond Curved |  |  | SMP000328 | MPL-WCT-A04-345-EBC | Masonry & Plaster-Exposed Wire-cut Brick Masonry-Two Side Composite 50 x 100 x 300 bricks-345mm thick -English Bond Curved- |  | m² | 995456 | Approved |  | SGPO01 | SMPP0001 |  |  | 10 | Applicable |  | 5 | 5 |  |  | SMPQ0002
Masonry & Plaster | Exposed Wire-cut Brick Masonry | Two Side Composite 50 x 100 x 300 bricks | 345mm thick | Flemish Bond Flat |  |  | SMP000329 | MPL-WCT-A04-345-FBF | Masonry & Plaster-Exposed Wire-cut Brick Masonry-Two Side Composite 50 x 100 x 300 bricks-345mm thick -Flemish Bond Flat- |  | m² | 995456 | Approved |  | SGPO01 | SMPP0001 |  |  | 10 | Applicable |  | 5 | 5 |  |  | SMPQ0002
Masonry & Plaster | Exposed Wire-cut Brick Masonry | Two Side Composite 50 x 100 x 300 bricks | 345mm thick | Flemish Bond Sloping |  |  | SMP000330 | MPL-WCT-A04-345-FBS | Masonry & Plaster-Exposed Wire-cut Brick Masonry-Two Side Composite 50 x 100 x 300 bricks-345mm thick -Flemish Bond Sloping- |  | m² | 995456 | Approved |  | SGPO01 | SMPP0001 |  |  | 10 | Applicable |  | 5 | 5 |  |  | SMPQ0002
Masonry & Plaster | Exposed Wire-cut Brick Masonry | Two Side Composite 50 x 100 x 300 bricks | 345mm thick | Flemish Bond Curved |  |  | SMP000331 | MPL-WCT-A04-345-FBC | Masonry & Plaster-Exposed Wire-cut Brick Masonry-Two Side Composite 50 x 100 x 300 bricks-345mm thick -Flemish Bond Curved- |  | m² | 995456 | Approved |  | SGPO01 | SMPP0001 |  |  | 10 | Applicable |  | 5 | 5 |  |  | SMPQ0002
Masonry & Plaster | Exposed Wire-cut Brick Masonry | Two Side Composite 50 x 100 x 300 bricks | 345mm thick | Stack Bond Flat |  |  | SMP000332 | MPL-WCT-A04-345-SBF | Masonry & Plaster-Exposed Wire-cut Brick Masonry-Two Side Composite 50 x 100 x 300 bricks-345mm thick -Stack Bond Flat- |  | m² | 995456 | Approved |  | SGPO01 | SMPP0001 |  |  | 10 | Applicable |  | 5 | 5 |  |  | SMPQ0002
Masonry & Plaster | Exposed Wire-cut Brick Masonry | Two Side Composite 50 x 100 x 300 bricks | 345mm thick | Stack Bond Sloping |  |  | SMP000333 | MPL-WCT-A04-345-SBS | Masonry & Plaster-Exposed Wire-cut Brick Masonry-Two Side Composite 50 x 100 x 300 bricks-345mm thick -Stack Bond Sloping- |  | m² | 995456 | Approved |  | SGPO01 | SMPP0001 |  |  | 10 | Applicable |  | 5 | 5 |  |  | SMPQ0002
Masonry & Plaster | Exposed Wire-cut Brick Masonry | Two Side Composite 50 x 100 x 300 bricks | 345mm thick | Stack Bond Curved |  |  | SMP000334 | MPL-WCT-A04-345-SBC | Masonry & Plaster-Exposed Wire-cut Brick Masonry-Two Side Composite 50 x 100 x 300 bricks-345mm thick -Stack Bond Curved- |  | m² | 995456 | Approved |  | SGPO01 | SMPP0001 |  |  | 10 | Applicable |  | 5 | 5 |  |  | SMPQ0002
Masonry & Plaster | Exposed Wire-cut Brick Masonry | Two Side Composite 50 x 100 x 300 bricks | 345mm thick | Vertical Bond |  |  | SMP000335 | MPL-WCT-A04-345-VRB | Masonry & Plaster-Exposed Wire-cut Brick Masonry-Two Side Composite 50 x 100 x 300 bricks-345mm thick -Vertical Bond- |  | m² | 995456 | Approved |  | SGPO01 | SMPP0001 |  |  | 10 | Applicable |  | 5 | 5 |  |  | SMPQ0002
Masonry & Plaster | Exposed Wire-cut Brick Masonry | Two Side Composite 50 x 100 x 300 bricks | 345mm thick | Soldier Bond |  |  | SMP000336 | MPL-WCT-A04-345-SLB | Masonry & Plaster-Exposed Wire-cut Brick Masonry-Two Side Composite 50 x 100 x 300 bricks-345mm thick -Soldier Bond- |  | m² | 995456 | Approved |  | SGPO01 | SMPP0001 |  |  | 10 | Applicable |  | 5 | 5 |  |  | SMPQ0002
Masonry & Plaster | Exposed Wire-cut Brick Masonry | Two Side Composite 50 x 100 x 300 bricks | 345mm thick | Ruin Finish |  |  | SMP000337 | MPL-WCT-A04-345-RIF | Masonry & Plaster-Exposed Wire-cut Brick Masonry-Two Side Composite 50 x 100 x 300 bricks-345mm thick -Ruin Finish- |  | m² | 995456 | Approved |  | SGPO01 | SMPP0001 |  |  | 10 | Applicable |  | 5 | 5 |  |  | SMPQ0002
Masonry & Plaster | Stone Masonry | Random Rubble Masonry CM 1:6 |  |  |  |  | SMP000338 | MPL-STN-RRM | Masonry & Plaster-Stone Masonry-Random Rubble Masonry CM 1:6 |  | m³ | 995456 | Approved |  | SGPO01 | SMPP0001 |  |  | 10 | Applicable |  | 5 | 5
Masonry & Plaster | Stone Masonry | Size Stone Masonry | Below Ground CM 1:6 |  |  |  | SMP000339 | MPL-STN-SSM-BGL | Masonry & Plaster-Stone Masonry-Size Stone Masonry-Below Ground CM 1:6 |  | m³ | 995456 | Approved |  | SGPO01 | SMPP0001 |  |  | 10 | Applicable |  | 5 | 5
Masonry & Plaster | Stone Masonry | Size Stone Masonry | Above Ground CM 1:6 |  |  |  | SMP000340 | MPL-STN-SSM-AGL | Masonry & Plaster-Stone Masonry-Size Stone Masonry-Above Ground CM 1:6 |  | m³ | 995456 | Approved |  | SGPO01 | SMPP0001 |  |  | 10 | Applicable |  | 5 | 5
Masonry & Plaster | Stone Masonry | Dressed Horizontal Stone Masonry |  |  |  |  | SMP000341 | MPL-STN-DSM-SDL-C75-125 | Masonry & Plaster-Stone Masonry-Dressed Horizontal Stone Masonry --- |  | m³ | 995456 | Approved |  | SGPO01 | SMPP0001 |  |  | 10 | Applicable |  | 5 | 5
Masonry & Plaster | Stone Masonry | Stone Coping | 1 side tapered |  |  |  | SMP000342 | MPL-STN-COP-1TP | Masonry & Plaster-Stone Masonry-Stone Coping-1 side tapered |  | m | 995456 | Approved |  | SGPO01 | SMPP0001 |  |  | 10 | Applicable |  | 5 | 5
Masonry & Plaster | Stone Masonry | Stone Coping | 2 sides tapered |  |  |  | SMP000343 | MPL-STN-COP-2TP | Masonry & Plaster-Stone Masonry-Stone Coping-2 sides tapered |  | m | 995456 | Approved |  | SGPO01 | SMPP0001 |  |  | 10 | Applicable |  | 5 | 5
Masonry & Plaster | Stone Masonry | Stone Coping | 4 sides tapered |  |  |  | SMP000344 | MPL-STN-COP-4TP | Masonry & Plaster-Stone Masonry-Stone Coping-4 sides tapered |  | m | 995456 | Approved |  | SGPO01 | SMPP0001 |  |  | 10 | Applicable |  | 5 | 5
Masonry & Plaster | Fly Ash Masonry | 230mm thick |  |  |  |  | SMP000345 | MPL-FAS-230 | Masonry & Plaster-Fly Ash Masonry-230mm thick- |  | m² | 995456 | Approved |  | SGPO01 | SMPP0001 |  |  | 10 | Applicable |  | 5 | 5
Masonry & Plaster | Fly Ash Masonry | 330mm thick |  |  |  |  | SMP000346 | MPL-FAS-330 | Masonry & Plaster-Fly Ash Masonry-330mm thick- |  | m² | 995456 | Approved |  | SGPO01 | SMPP0001 |  |  | 10 | Applicable |  | 5 | 5
Masonry & Plaster | Fly Ash Masonry | 380mm thick |  |  |  |  | SMP000347 | MPL-FAS-380 | Masonry & Plaster-Fly Ash Masonry-380mm thick- |  | m² | 995456 | Approved |  | SGPO01 | SMPP0001 |  |  | 10 | Applicable |  | 5 | 5
Masonry & Plaster | Glass Block Masonry | [5 empty] | SMP000348 | MPL-GBM | Masonry & Plaster-Glass Block Masonry-- |  | m² | 995456 | Approved |  | SGPO01 | SMPP0001 |  |  | 10 | Applicable |  | 5 | 5
Masonry & Plaster | Plaster | Lime Rendered Smooth | 12mm thick |  |  |  | SMP000349 | MPL-PLS-LRS-012 | Masonry & Plaster-Plaster-Lime Rendered Smooth-12mm thick- |  | m² | 995472 | Approved |  | SGPO01 |  |  |  | 10 | Applicable |  | 5 | 5
Masonry & Plaster | Plaster | Lime Rendered Smooth | 20mm thick |  |  |  | SMP000350 | MPL-PLS-LRS-020 | Masonry & Plaster-Plaster-Lime Rendered Smooth-20mm thick- |  | m² | 995472 | Approved |  | SGPO01 |  |  |  | 10 | Applicable |  | 5 | 5
Masonry & Plaster | Plaster | Lime Rendered Smooth | 25mm thick |  |  |  | SMP000351 | MPL-PLS-LRS-025 | Masonry & Plaster-Plaster-Lime Rendered Smooth-25mm thick- |  | m² | 995472 | Approved |  | SGPO01 |  |  |  | 10 | Applicable |  | 5 | 5
Masonry & Plaster | Plaster | Lime Rendered Smooth | 40mm thick |  |  |  | SMP000352 | MPL-PLS-LRS-040 | Masonry & Plaster-Plaster-Lime Rendered Smooth-40mm thick- |  | m² | 995472 | Approved |  | SGPO01 |  |  |  | 10 | Applicable |  | 5 | 5
Masonry & Plaster | Plaster | Sponge Finish | 6mm thick |  |  |  | SMP000353 | MPL-PLS-SPN-006 | Masonry & Plaster-Plaster-Sponge Finish-6mm thick- |  | m² | 995472 | Approved |  | SGPO01 |  |  |  | 10 | Applicable |  | 5 | 5
Masonry & Plaster | Plaster | Sponge Finish | 12mm thick |  |  |  | SMP000354 | MPL-PLS-SPN-012 | Masonry & Plaster-Plaster-Sponge Finish-12mm thick- |  | m² | 995472 | Approved |  | SGPO01 |  |  |  | 10 | Applicable |  | 5 | 5
Masonry & Plaster | Plaster | Sponge Finish | 20mm thick |  |  |  | SMP000355 | MPL-PLS-SPN-020 | Masonry & Plaster-Plaster-Sponge Finish-20mm thick- |  | m² | 995472 | Approved |  | SGPO01 |  |  |  | 10 | Applicable |  | 5 | 5
Masonry & Plaster | Plaster | Sponge Finish | 40mm thick |  |  |  | SMP000356 | MPL-PLS-SPN-040 | Masonry & Plaster-Plaster-Sponge Finish-40mm thick- |  | m² | 995472 | Approved |  | SGPO01 |  |  |  | 10 | Applicable |  | 5 | 5
Masonry & Plaster | Plaster | Rough Finish | 8mm thick |  |  |  | SMP000357 | MPL-PLS-ROH-008 | Masonry & Plaster-Plaster-Rough Finish-8mm thick- |  | m² | 995472 | Approved |  | SGPO01 |  |  |  | 10 | Applicable |  | 5 | 5
Masonry & Plaster | Plaster | Rough Finish | 12mm thick |  |  |  | SMP000358 | MPL-PLS-ROH-012 | Masonry & Plaster-Plaster-Rough Finish-12mm thick- |  | m² | 995472 | Approved |  | SGPO01 |  |  |  | 10 | Applicable |  | 5 | 5
Masonry & Plaster | Plaster | Rough Finish | 20mm thick |  |  |  | SMP000359 | MPL-PLS-ROH-020 | Masonry & Plaster-Plaster-Rough Finish-20mm thick- |  | m² | 995472 | Approved |  | SGPO01 |  |  |  | 10 | Applicable |  | 5 | 5
Masonry & Plaster | Plaster | Rough Finish | 40mm thick |  |  |  | SMP000360 | MPL-PLS-ROH-040 | Masonry & Plaster-Plaster-Rough Finish-40mm thick- |  | m² | 995472 | Approved |  | SGPO01 |  |  |  | 10 | Applicable |  | 5 | 5
Masonry & Plaster | Plaster | Stucco | 12mm thick |  |  |  | SMP000361 | MPL-PLS-STC-012 | Masonry & Plaster-Plaster-Stucco-12mm thick- |  | m² | 995472 | Approved |  | SGPO01 |  |  |  | 10 | Applicable |  | 5 | 5
Masonry & Plaster | Plaster | Stucco | 20mm thick |  |  |  | SMP000362 | MPL-PLS-STC-020 | Masonry & Plaster-Plaster-Stucco-20mm thick- |  | m² | 995472 | Approved |  | SGPO01 |  |  |  | 10 | Applicable |  | 5 | 5
Masonry & Plaster | Plaster | Stucco | 40mm thick |  |  |  | SMP000363 | MPL-PLS-STC-040 | Masonry & Plaster-Plaster-Stucco-40mm thick- |  | m² | 995472 | Approved |  | SGPO01 |  |  |  | 10 | Applicable |  | 5 | 5
Masonry & Plaster | Plaster | Lath | 12mm thick |  |  |  | SMP000364 | MPL-PLS-LTH-012 | Masonry & Plaster-Plaster-Lath-12mm thick- |  | m² | 995472 | Approved |  | SGPO01 |  |  |  | 10 | Applicable |  | 5 | 5
Masonry & Plaster | Plaster | Lath | 20mm thick |  |  |  | SMP000365 | MPL-PLS-LTH-020 | Masonry & Plaster-Plaster-Lath-20mm thick- |  | m² | 995472 | Approved |  | SGPO01 |  |  |  | 10 | Applicable |  | 5 | 5
Masonry & Plaster | Plaster | Lath | 40mm thick |  |  |  | SMP000366 | MPL-PLS-LTH-040 | Masonry & Plaster-Plaster-Lath-40mm thick- |  | m² | 995472 | Approved |  | SGPO01 |  |  |  | 10 | Applicable |  | 5 | 5
Masonry & Plaster | Plaster | Lath | 60mm thick |  |  |  | SMP000367 | MPL-PLS-LTH-060 | Masonry & Plaster-Plaster-Lath-60mm thick- |  | m² | 995472 | Approved |  | SGPO01 |  |  |  | 10 | Applicable |  | 5 | 5
Masonry & Plaster | Plaster | Ceiling | 12mm thick |  |  |  | SMP000368 | MPL-PLS-CEL-012 | Masonry & Plaster-Plaster-Ceiling-12mm thick- |  | m² | 995472 | Approved |  | SGPO01 |  |  |  | 10 | Applicable |  | 5 | 5
Masonry & Plaster | Plaster | Ceiling | 20mm thick |  |  |  | SMP000369 | MPL-PLS-CEL-012 | Masonry & Plaster-Plaster-Ceiling-20mm thick- |  | m² | 995472 | Approved |  | SGPO01 |  |  |  | 10 | Applicable |  | 5 | 5
Masonry & Plaster | Pointing | Wire-cut Brick Masonry | 50mm |  |  |  | SMP000370 | MPL-POI-WCT-GRY-50 | Masonry & Plaster-Pointing-Wire-cut Brick Masonry-50mm- |  | m² | 995472 | Approved |  | SGPO01 |  |  |  | 10 | Applicable |  | 5 | 5
Masonry & Plaster | Pointing | Size Stone Masonry | Flush pointing |  |  |  | SMP000371 | MPL-POI-SSM-FLS | Masonry & Plaster-Pointing-Size Stone Masonry-Flush pointing |  | m² | 995472 | Approved |  | SGPO01 |  |  |  | 10 | Applicable |  | 5 | 5
Masonry & Plaster | Pointing | Size Stone Masonry | Deep-set Pointing | Rough Masonry |  |  | SMP000372 | MPL-POI-SSM-DSP-ROH | Masonry & Plaster-Pointing-Size Stone Masonry-Deep-set Pointing-Rough Masonry |  | m² | 995472 | Approved |  | SGPO01 |  |  |  | 10 | Applicable |  | 5 | 5
Masonry & Plaster | Pointing | Size Stone Masonry | Deep-set Pointing | Dressed Masonry |  |  | SMP000373 | MPL-POI-SSM-DSP-DSM | Masonry & Plaster-Pointing-Size Stone Masonry-Deep-set Pointing-Dressed Masonry |  | m² | 995472 | Approved |  | SGPO01 |  |  |  | 10 | Applicable |  | 5 | 5
Masonry & Plaster | Pointing | Dressed Horizontal Stone Masonry |  |  |  |  | SMP000374 | MPL-POI-DSM | Masonry & Plaster-Pointing-Dressed Horizontal Stone Masonry - |  | m² | 995472 | Approved |  | SGPO01 |  |  |  | 10 | Applicable |  | 5 | 5
Masonry & Plaster | Coping | Coping in Plaster | 1 side tapered |  |  |  | SMP000375 | MPL-CPN-PLS-1TP | Masonry & Plaster-Coping -Coping in Plaster-1 side tapered |  | m | 995472 | Approved |  | SGPO01 |  |  |  | 10 | Applicable |  | 5 | 5
Masonry & Plaster | Coping | Coping in Plaster | 2 sides tapered |  |  |  | SMP000376 | MPL-CPN-PLS-2TP | Masonry & Plaster-Coping -Coping in Plaster-2 sides tapered |  | m | 995472 | Approved |  | SGPO01 |  |  |  | 10 | Applicable |  | 5 | 5
Masonry & Plaster | Coping | Coping in Plaster | 4 sides tapered |  |  |  | SMP000377 | MPL-CPN-PLS-4TP | Masonry & Plaster-Coping -Coping in Plaster-4 sides tapered |  | m | 995472 | Approved |  | SGPO01 |  |  |  | 10 | Applicable |  | 5 | 5
Masonry & Plaster | Coping | Coping in Concrete | 1 side tapered |  |  |  | SMP000378 | MPL-CPN-CNC-1TP | Masonry & Plaster-Coping -Coping in Concrete-1 side tapered |  | m | 995472 | Approved |  | SGPO01 |  |  |  | 10 | Applicable |  | 5 | 5
Masonry & Plaster | Coping | Coping in Concrete | 2 sides tapered |  |  |  | SMP000379 | MPL-CPN-CNC-2TP | Masonry & Plaster-Coping -Coping in Concrete-2 sides tapered |  | m | 995472 | Approved |  | SGPO01 |  |  |  | 10 | Applicable |  | 5 | 5
Masonry & Plaster | Coping | Coping in Concrete | 4 sides tapered |  |  |  | SMP000380 | MPL-CPN-CNC-4TP | Masonry & Plaster-Coping -Coping in Concrete-4 sides tapered |  | m | 995472 | Approved |  | SGPO01 |  |  |  | 10 | Applicable |  | 5 | 5
Masonry & Plaster | Scaffolding | Erection |  |  |  |  | SMP000381 | MPL-SCF-ERC | Masonry & Plaster-Scaffolding-Erection- |  | m² | 995472 | Approved |  | SGPO01 |  |  |  | 10 | Applicable |  | 5 | 5
Masonry & Plaster | Scaffolding | Dismantling |  |  |  |  | SMP000382 | MPL-SCF-DSM | Masonry & Plaster-Scaffolding-Dismantling- |  | m² | 995472 | Approved |  | SGPO01 |  |  |  | 10 | Applicable |  | 5 | 5
Masonry & Plaster | Plaster Mesh Fixing | [5 empty] | SMP000383 |  | Masonry & Plaster-Plaster Mesh Fixing-- |  | m² | 995472 | Approved |  | SGPO01 |  |  |  | 10 | Applicable |  | 5 | 5
Masonry & Plaster | GI Corner Bead Fixing | [5 empty] | SMP000384 |  | Masonry & Plaster-GI Corner Bead Fixing-- |  | m | 995472 | Approved |  | SGPO01 |  |  |  | 10 | Applicable |  | 5 | 5
Masonry & Plaster | Aluminum Channel Fixing | [5 empty] | SMP000385 |  | Masonry & Plaster-Aluminum Channel Fixing-- |  | m | 995472 | Approved |  | SGPO01 |  |  |  | 10 | Applicable |  | 5 | 5
Note on J3: Vikash Prasad: Derived Field based on classification

## Definitions
SERVICE LEVEL 1 | Service Level 1 - DEFINITION | SERVICE LEVEL 2 | Service Level 2 - DEFINITION | SERVICE LEVEL 3 | Service Level 3 - DEFINITION | SERVICE LEVEL 4 | Service Level 4 - DEFINITION | SERVICE LEVEL 5 | Service Level 5 - DEFINITION | SERVICE LEVEL 6 | Service Level 6 - DEFINITION | SERVICE LEVEL 7 | Service Level 7 - DEFINITION
Masonry & Plaster | 1) The rates for all items below shall include for all leads and lifts upto 50m and for erection of scaffolding, ladders, platforms and staging required in the execution of the work. 2) The layout shall be marked as per the drawings, the first course completed and approved by authorised person before proceeding with the work. 3) The rates shall include for all tools and tackles required for the work, including cutting machines and their consumables, hacking or roughening the surface of conrete or other material for better bondage with the masonry, raking out joints to specified depth for plastering or pointing, soaking of bricks or blocks before laying, building in hold-fasts or other such inserts, joining new masonry with old masonry (including cutting toothing and applying cement slurry), providing reinforced concrete band of specified thickness (normall 75mm thick) at specified levels, and no additional charges shall be paid for any of these items. | Table Moulded Brick Masonry | Brick work of thickness 115 mm/ 230 mm of any shape (including curved) using supplied burnt clay FPS bricks in sub-structure & superstructure laid in cement mortar mix (proportion as specified), joints finished, flush raked to 6mm depth. | 115mm thick | 115mm thick | [8 empty] | {"Masonry & Plaster":"1) The rates for all items below shall include for all leads and lifts upto 50m and for erection of scaffolding, ladders, platforms and staging required in the execution of the work. 2) The layout shall be marked as per the drawings, the first course completed and approved by authorised person before proceeding with the work. 3) The rates shall include for all tools and tackles required for the work, including cutting machines and their consumables, hacking or roughening the surface of conrete or other material for better bondage with the masonry, raking out joints to specified depth for plastering or pointing, soaking of bricks or blocks before laying, building in hold-fasts or other such inserts, joining new masonry with old masonry (including cutting toothing and applying cement slurry), providing reinforced concrete band of specified thickness (normall 75mm thick) at specified levels, and no additional charges shall be paid for any of these items. ","Table Moulded Brick Masonry":"Brick work of thickness 115 mm/ 230 mm of any shape (including curved) using supplied burnt clay FPS bricks in sub-structure & superstructure laid in cement mortar mix (proportion as specified), joints finished, flush raked to 6mm depth. ","115mm thick":"115mm thick","":"","":"","":"","":""}
Masonry & Plaster | 1) The rates for all items below shall include for all leads and lifts upto 50m and for erection of scaffolding, ladders, platforms and staging required in the execution of the work. 2) The layout shall be marked as per the drawings, the first course completed and approved by authorised person before proceeding with the work. 3) The rates shall include for all tools and tackles required for the work, including cutting machines and their consumables, hacking or roughening the surface of conrete or other material for better bondage with the masonry, raking out joints to specified depth for plastering or pointing, soaking of bricks or blocks before laying, building in hold-fasts or other such inserts, joining new masonry with old masonry (including cutting toothing and applying cement slurry), providing reinforced concrete band of specified thickness (normall 75mm thick) at specified levels, and no additional charges shall be paid for any of these items. | Table Moulded Brick Masonry | Brick work of thickness 115 mm/ 230 mm of any shape (including curved) using supplied burnt clay FPS bricks in sub-structure & superstructure laid in cement mortar mix (proportion as specified), joints finished, flush raked to 6mm depth. | 230mm thick | 230mm thick | [8 empty] | {"Masonry & Plaster":"1) The rates for all items below shall include for all leads and lifts upto 50m and for erection of scaffolding, ladders, platforms and staging required in the execution of the work. 2) The layout shall be marked as per the drawings, the first course completed and approved by authorised person before proceeding with the work. 3) The rates shall include for all tools and tackles required for the work, including cutting machines and their consumables, hacking or roughening the surface of conrete or other material for better bondage with the masonry, raking out joints to specified depth for plastering or pointing, soaking of bricks or blocks before laying, building in hold-fasts or other such inserts, joining new masonry with old masonry (including cutting toothing and applying cement slurry), providing reinforced concrete band of specified thickness (normall 75mm thick) at specified levels, and no additional charges shall be paid for any of these items. ","Table Moulded Brick Masonry":"Brick work of thickness 115 mm/ 230 mm of any shape (including curved) using supplied burnt clay FPS bricks in sub-structure & superstructure laid in cement mortar mix (proportion as specified), joints finished, flush raked to 6mm depth. ","230mm thick":"230mm thick","":"","":"","":"","":""}
Masonry & Plaster | 1) The rates for all items below shall include for all leads and lifts upto 50m and for erection of scaffolding, ladders, platforms and staging required in the execution of the work. 2) The layout shall be marked as per the drawings, the first course completed and approved by authorised person before proceeding with the work. 3) The rates shall include for all tools and tackles required for the work, including cutting machines and their consumables, hacking or roughening the surface of conrete or other material for better bondage with the masonry, raking out joints to specified depth for plastering or pointing, soaking of bricks or blocks before laying, building in hold-fasts or other such inserts, joining new masonry with old masonry (including cutting toothing and applying cement slurry), providing reinforced concrete band of specified thickness (normall 75mm thick) at specified levels, and no additional charges shall be paid for any of these items. | Table Moulded Brick Masonry | Brick work of thickness 115 mm/ 230 mm of any shape (including curved) using supplied burnt clay FPS bricks in sub-structure & superstructure laid in cement mortar mix (proportion as specified), joints finished, flush raked to 6mm depth. | 345mm thick | 345mm thick | [8 empty] | {"Masonry & Plaster":"1) The rates for all items below shall include for all leads and lifts upto 50m and for erection of scaffolding, ladders, platforms and staging required in the execution of the work. 2) The layout shall be marked as per the drawings, the first course completed and approved by authorised person before proceeding with the work. 3) The rates shall include for all tools and tackles required for the work, including cutting machines and their consumables, hacking or roughening the surface of conrete or other material for better bondage with the masonry, raking out joints to specified depth for plastering or pointing, soaking of bricks or blocks before laying, building in hold-fasts or other such inserts, joining new masonry with old masonry (including cutting toothing and applying cement slurry), providing reinforced concrete band of specified thickness (normall 75mm thick) at specified levels, and no additional charges shall be paid for any of these items. ","Table Moulded Brick Masonry":"Brick work of thickness 115 mm/ 230 mm of any shape (including curved) using supplied burnt clay FPS bricks in sub-structure & superstructure laid in cement mortar mix (proportion as specified), joints finished, flush raked to 6mm depth. ","345mm thick":"345mm thick","":"","":"","":"","":""}
Masonry & Plaster | 1) The rates for all items below shall include for all leads and lifts upto 50m and for erection of scaffolding, ladders, platforms and staging required in the execution of the work. 2) The layout shall be marked as per the drawings, the first course completed and approved by authorised person before proceeding with the work. 3) The rates shall include for all tools and tackles required for the work, including cutting machines and their consumables, hacking or roughening the surface of conrete or other material for better bondage with the masonry, raking out joints to specified depth for plastering or pointing, soaking of bricks or blocks before laying, building in hold-fasts or other such inserts, joining new masonry with old masonry (including cutting toothing and applying cement slurry), providing reinforced concrete band of specified thickness (normall 75mm thick) at specified levels, and no additional charges shall be paid for any of these items. | Concrete Block Masonry - Hollow ¦ Solid | Solid and Hollow Concrete block work of thickness 100 mm/ 200 mm of any shape (including curved) using supplied light weight concrete block in sub-structure & superstructure laid in cement mortar mix (proportion as specified), joints finished, flush raked to 6mm depth. | Hollow Block | Hollow Block | 100mm thick | 100mm thick | [6 empty] | {"Masonry & Plaster":"1) The rates for all items below shall include for all leads and lifts upto 50m and for erection of scaffolding, ladders, platforms and staging required in the execution of the work. 2) The layout shall be marked as per the drawings, the first course completed and approved by authorised person before proceeding with the work. 3) The rates shall include for all tools and tackles required for the work, including cutting machines and their consumables, hacking or roughening the surface of conrete or other material for better bondage with the masonry, raking out joints to specified depth for plastering or pointing, soaking of bricks or blocks before laying, building in hold-fasts or other such inserts, joining new masonry with old masonry (including cutting toothing and applying cement slurry), providing reinforced concrete band of specified thickness (normall 75mm thick) at specified levels, and no additional charges shall be paid for any of these items. ","Concrete Block Masonry - Hollow ¦ Solid":"Solid and Hollow Concrete block work of thickness 100 mm/ 200 mm of any shape (including curved) using supplied light weight concrete block in sub-structure & superstructure laid in cement mortar mix (proportion as specified), joints finished, flush raked to 6mm depth. ","Hollow Block":"Hollow Block","100mm thick":"100mm thick","":"","":"","":""}
Masonry & Plaster | 1) The rates for all items below shall include for all leads and lifts upto 50m and for erection of scaffolding, ladders, platforms and staging required in the execution of the work. 2) The layout shall be marked as per the drawings, the first course completed and approved by authorised person before proceeding with the work. 3) The rates shall include for all tools and tackles required for the work, including cutting machines and their consumables, hacking or roughening the surface of conrete or other material for better bondage with the masonry, raking out joints to specified depth for plastering or pointing, soaking of bricks or blocks before laying, building in hold-fasts or other such inserts, joining new masonry with old masonry (including cutting toothing and applying cement slurry), providing reinforced concrete band of specified thickness (normall 75mm thick) at specified levels, and no additional charges shall be paid for any of these items. | Concrete Block Masonry - Hollow ¦ Solid | Solid and Hollow Concrete block work of thickness 100 mm/ 200 mm of any shape (including curved) using supplied light weight concrete block in sub-structure & superstructure laid in cement mortar mix (proportion as specified), joints finished, flush raked to 6mm depth. | Hollow Block | Hollow Block | 150mm thick | 150mm thick | [6 empty] | {"Masonry & Plaster":"1) The rates for all items below shall include for all leads and lifts upto 50m and for erection of scaffolding, ladders, platforms and staging required in the execution of the work. 2) The layout shall be marked as per the drawings, the first course completed and approved by authorised person before proceeding with the work. 3) The rates shall include for all tools and tackles required for the work, including cutting machines and their consumables, hacking or roughening the surface of conrete or other material for better bondage with the masonry, raking out joints to specified depth for plastering or pointing, soaking of bricks or blocks before laying, building in hold-fasts or other such inserts, joining new masonry with old masonry (including cutting toothing and applying cement slurry), providing reinforced concrete band of specified thickness (normall 75mm thick) at specified levels, and no additional charges shall be paid for any of these items. ","Concrete Block Masonry - Hollow ¦ Solid":"Solid and Hollow Concrete block work of thickness 100 mm/ 200 mm of any shape (including curved) using supplied light weight concrete block in sub-structure & superstructure laid in cement mortar mix (proportion as specified), joints finished, flush raked to 6mm depth. ","Hollow Block":"Hollow Block","150mm thick":"150mm thick","":"","":"","":""}
Masonry & Plaster | 1) The rates for all items below shall include for all leads and lifts upto 50m and for erection of scaffolding, ladders, platforms and staging required in the execution of the work. 2) The layout shall be marked as per the drawings, the first course completed and approved by authorised person before proceeding with the work. 3) The rates shall include for all tools and tackles required for the work, including cutting machines and their consumables, hacking or roughening the surface of conrete or other material for better bondage with the masonry, raking out joints to specified depth for plastering or pointing, soaking of bricks or blocks before laying, building in hold-fasts or other such inserts, joining new masonry with old masonry (including cutting toothing and applying cement slurry), providing reinforced concrete band of specified thickness (normall 75mm thick) at specified levels, and no additional charges shall be paid for any of these items. | Concrete Block Masonry - Hollow ¦ Solid | Solid and Hollow Concrete block work of thickness 100 mm/ 200 mm of any shape (including curved) using supplied light weight concrete block in sub-structure & superstructure laid in cement mortar mix (proportion as specified), joints finished, flush raked to 6mm depth. | Hollow Block | Hollow Block | 200mm thick | 200mm thick | [6 empty] | {"Masonry & Plaster":"1) The rates for all items below shall include for all leads and lifts upto 50m and for erection of scaffolding, ladders, platforms and staging required in the execution of the work. 2) The layout shall be marked as per the drawings, the first course completed and approved by authorised person before proceeding with the work. 3) The rates shall include for all tools and tackles required for the work, including cutting machines and their consumables, hacking or roughening the surface of conrete or other material for better bondage with the masonry, raking out joints to specified depth for plastering or pointing, soaking of bricks or blocks before laying, building in hold-fasts or other such inserts, joining new masonry with old masonry (including cutting toothing and applying cement slurry), providing reinforced concrete band of specified thickness (normall 75mm thick) at specified levels, and no additional charges shall be paid for any of these items. ","Concrete Block Masonry - Hollow ¦ Solid":"Solid and Hollow Concrete block work of thickness 100 mm/ 200 mm of any shape (including curved) using supplied light weight concrete block in sub-structure & superstructure laid in cement mortar mix (proportion as specified), joints finished, flush raked to 6mm depth. ","Hollow Block":"Hollow Block","200mm thick":"200mm thick","":"","":"","":""}
Masonry & Plaster | 1) The rates for all items below shall include for all leads and lifts upto 50m and for erection of scaffolding, ladders, platforms and staging required in the execution of the work. 2) The layout shall be marked as per the drawings, the first course completed and approved by authorised person before proceeding with the work. 3) The rates shall include for all tools and tackles required for the work, including cutting machines and their consumables, hacking or roughening the surface of conrete or other material for better bondage with the masonry, raking out joints to specified depth for plastering or pointing, soaking of bricks or blocks before laying, building in hold-fasts or other such inserts, joining new masonry with old masonry (including cutting toothing and applying cement slurry), providing reinforced concrete band of specified thickness (normall 75mm thick) at specified levels, and no additional charges shall be paid for any of these items. | Concrete Block Masonry - Hollow ¦ Solid | Solid and Hollow Concrete block work of thickness 100 mm/ 200 mm of any shape (including curved) using supplied light weight concrete block in sub-structure & superstructure laid in cement mortar mix (proportion as specified), joints finished, flush raked to 6mm depth. | Solid Block | Solid Block | 100mm thick | 100mm thick | [6 empty] | {"Masonry & Plaster":"1) The rates for all items below shall include for all leads and lifts upto 50m and for erection of scaffolding, ladders, platforms and staging required in the execution of the work. 2) The layout shall be marked as per the drawings, the first course completed and approved by authorised person before proceeding with the work. 3) The rates shall include for all tools and tackles required for the work, including cutting machines and their consumables, hacking or roughening the surface of conrete or other material for better bondage with the masonry, raking out joints to specified depth for plastering or pointing, soaking of bricks or blocks before laying, building in hold-fasts or other such inserts, joining new masonry with old masonry (including cutting toothing and applying cement slurry), providing reinforced concrete band of specified thickness (normall 75mm thick) at specified levels, and no additional charges shall be paid for any of these items. ","Concrete Block Masonry - Hollow ¦ Solid":"Solid and Hollow Concrete block work of thickness 100 mm/ 200 mm of any shape (including curved) using supplied light weight concrete block in sub-structure & superstructure laid in cement mortar mix (proportion as specified), joints finished, flush raked to 6mm depth. ","Solid Block":"Solid Block","100mm thick":"100mm thick","":"","":"","":""}
Masonry & Plaster | 1) The rates for all items below shall include for all leads and lifts upto 50m and for erection of scaffolding, ladders, platforms and staging required in the execution of the work. 2) The layout shall be marked as per the drawings, the first course completed and approved by authorised person before proceeding with the work. 3) The rates shall include for all tools and tackles required for the work, including cutting machines and their consumables, hacking or roughening the surface of conrete or other material for better bondage with the masonry, raking out joints to specified depth for plastering or pointing, soaking of bricks or blocks before laying, building in hold-fasts or other such inserts, joining new masonry with old masonry (including cutting toothing and applying cement slurry), providing reinforced concrete band of specified thickness (normall 75mm thick) at specified levels, and no additional charges shall be paid for any of these items. | Concrete Block Masonry - Hollow ¦ Solid | Solid and Hollow Concrete block work of thickness 100 mm/ 200 mm of any shape (including curved) using supplied light weight concrete block in sub-structure & superstructure laid in cement mortar mix (proportion as specified), joints finished, flush raked to 6mm depth. | Solid Block | Solid Block | 150mm thick | 150mm thick | [6 empty] | {"Masonry & Plaster":"1) The rates for all items below shall include for all leads and lifts upto 50m and for erection of scaffolding, ladders, platforms and staging required in the execution of the work. 2) The layout shall be marked as per the drawings, the first course completed and approved by authorised person before proceeding with the work. 3) The rates shall include for all tools and tackles required for the work, including cutting machines and their consumables, hacking or roughening the surface of conrete or other material for better bondage with the masonry, raking out joints to specified depth for plastering or pointing, soaking of bricks or blocks before laying, building in hold-fasts or other such inserts, joining new masonry with old masonry (including cutting toothing and applying cement slurry), providing reinforced concrete band of specified thickness (normall 75mm thick) at specified levels, and no additional charges shall be paid for any of these items. ","Concrete Block Masonry - Hollow ¦ Solid":"Solid and Hollow Concrete block work of thickness 100 mm/ 200 mm of any shape (including curved) using supplied light weight concrete block in sub-structure & superstructure laid in cement mortar mix (proportion as specified), joints finished, flush raked to 6mm depth. ","Solid Block":"Solid Block","150mm thick":"150mm thick","":"","":"","":""}
Masonry & Plaster | 1) The rates for all items below shall include for all leads and lifts upto 50m and for erection of scaffolding, ladders, platforms and staging required in the execution of the work. 2) The layout shall be marked as per the drawings, the first course completed and approved by authorised person before proceeding with the work. 3) The rates shall include for all tools and tackles required for the work, including cutting machines and their consumables, hacking or roughening the surface of conrete or other material for better bondage with the masonry, raking out joints to specified depth for plastering or pointing, soaking of bricks or blocks before laying, building in hold-fasts or other such inserts, joining new masonry with old masonry (including cutting toothing and applying cement slurry), providing reinforced concrete band of specified thickness (normall 75mm thick) at specified levels, and no additional charges shall be paid for any of these items. | Concrete Block Masonry - Hollow ¦ Solid | Solid and Hollow Concrete block work of thickness 100 mm/ 200 mm of any shape (including curved) using supplied light weight concrete block in sub-structure & superstructure laid in cement mortar mix (proportion as specified), joints finished, flush raked to 6mm depth. | Solid Block | Solid Block | 200mm thick | 200mm thick | [6 empty] | {"Masonry & Plaster":"1) The rates for all items below shall include for all leads and lifts upto 50m and for erection of scaffolding, ladders, platforms and staging required in the execution of the work. 2) The layout shall be marked as per the drawings, the first course completed and approved by authorised person before proceeding with the work. 3) The rates shall include for all tools and tackles required for the work, including cutting machines and their consumables, hacking or roughening the surface of conrete or other material for better bondage with the masonry, raking out joints to specified depth for plastering or pointing, soaking of bricks or blocks before laying, building in hold-fasts or other such inserts, joining new masonry with old masonry (including cutting toothing and applying cement slurry), providing reinforced concrete band of specified thickness (normall 75mm thick) at specified levels, and no additional charges shall be paid for any of these items. ","Concrete Block Masonry - Hollow ¦ Solid":"Solid and Hollow Concrete block work of thickness 100 mm/ 200 mm of any shape (including curved) using supplied light weight concrete block in sub-structure & superstructure laid in cement mortar mix (proportion as specified), joints finished, flush raked to 6mm depth. ","Solid Block":"Solid Block","200mm thick":"200mm thick","":"","":"","":""}
Masonry & Plaster | 1) The rates for all items below shall include for all leads and lifts upto 50m and for erection of scaffolding, ladders, platforms and staging required in the execution of the work. 2) The layout shall be marked as per the drawings, the first course completed and approved by authorised person before proceeding with the work. 3) The rates shall include for all tools and tackles required for the work, including cutting machines and their consumables, hacking or roughening the surface of conrete or other material for better bondage with the masonry, raking out joints to specified depth for plastering or pointing, soaking of bricks or blocks before laying, building in hold-fasts or other such inserts, joining new masonry with old masonry (including cutting toothing and applying cement slurry), providing reinforced concrete band of specified thickness (normall 75mm thick) at specified levels, and no additional charges shall be paid for any of these items. | Terracotta Block Masonry - Porotherm ¦ Other | Terracotta Block Masonry - Porotherm ¦ Other | Hollow Block | Hollow Block | Wet Method | Wet Method | 100mm thick | 100mm thick |  |  |  |  | {"Masonry & Plaster":"1) The rates for all items below shall include for all leads and lifts upto 50m and for erection of scaffolding, ladders, platforms and staging required in the execution of the work. 2) The layout shall be marked as per the drawings, the first course completed and approved by authorised person before proceeding with the work. 3) The rates shall include for all tools and tackles required for the work, including cutting machines and their consumables, hacking or roughening the surface of conrete or other material for better bondage with the masonry, raking out joints to specified depth for plastering or pointing, soaking of bricks or blocks before laying, building in hold-fasts or other such inserts, joining new masonry with old masonry (including cutting toothing and applying cement slurry), providing reinforced concrete band of specified thickness (normall 75mm thick) at specified levels, and no additional charges shall be paid for any of these items. ","Terracotta Block Masonry - Porotherm ¦ Other":"Terracotta Block Masonry - Porotherm ¦ Other","Hollow Block":"Hollow Block","Wet Method":"Wet Method","100mm thick":"100mm thick","":"","":""}
Masonry & Plaster | 1) The rates for all items below shall include for all leads and lifts upto 50m and for erection of scaffolding, ladders, platforms and staging required in the execution of the work. 2) The layout shall be marked as per the drawings, the first course completed and approved by authorised person before proceeding with the work. 3) The rates shall include for all tools and tackles required for the work, including cutting machines and their consumables, hacking or roughening the surface of conrete or other material for better bondage with the masonry, raking out joints to specified depth for plastering or pointing, soaking of bricks or blocks before laying, building in hold-fasts or other such inserts, joining new masonry with old masonry (including cutting toothing and applying cement slurry), providing reinforced concrete band of specified thickness (normall 75mm thick) at specified levels, and no additional charges shall be paid for any of these items. | Terracotta Block Masonry - Porotherm ¦ Other | Terracotta Block Masonry - Porotherm ¦ Other | Hollow Block | Hollow Block | Wet Method | Wet Method | 150mm thick | 150mm thick |  |  |  |  | {"Masonry & Plaster":"1) The rates for all items below shall include for all leads and lifts upto 50m and for erection of scaffolding, ladders, platforms and staging required in the execution of the work. 2) The layout shall be marked as per the drawings, the first course completed and approved by authorised person before proceeding with the work. 3) The rates shall include for all tools and tackles required for the work, including cutting machines and their consumables, hacking or roughening the surface of conrete or other material for better bondage with the masonry, raking out joints to specified depth for plastering or pointing, soaking of bricks or blocks before laying, building in hold-fasts or other such inserts, joining new masonry with old masonry (including cutting toothing and applying cement slurry), providing reinforced concrete band of specified thickness (normall 75mm thick) at specified levels, and no additional charges shall be paid for any of these items. ","Terracotta Block Masonry - Porotherm ¦ Other":"Terracotta Block Masonry - Porotherm ¦ Other","Hollow Block":"Hollow Block","Wet Method":"Wet Method","150mm thick":"150mm thick","":"","":""}
Masonry & Plaster | 1) The rates for all items below shall include for all leads and lifts upto 50m and for erection of scaffolding, ladders, platforms and staging required in the execution of the work. 2) The layout shall be marked as per the drawings, the first course completed and approved by authorised person before proceeding with the work. 3) The rates shall include for all tools and tackles required for the work, including cutting machines and their consumables, hacking or roughening the surface of conrete or other material for better bondage with the masonry, raking out joints to specified depth for plastering or pointing, soaking of bricks or blocks before laying, building in hold-fasts or other such inserts, joining new masonry with old masonry (including cutting toothing and applying cement slurry), providing reinforced concrete band of specified thickness (normall 75mm thick) at specified levels, and no additional charges shall be paid for any of these items. | Terracotta Block Masonry - Porotherm ¦ Other | Terracotta Block Masonry - Porotherm ¦ Other | Hollow Block | Hollow Block | Wet Method | Wet Method | 200mm thick | 200mm thick |  |  |  |  | {"Masonry & Plaster":"1) The rates for all items below shall include for all leads and lifts upto 50m and for erection of scaffolding, ladders, platforms and staging required in the execution of the work. 2) The layout shall be marked as per the drawings, the first course completed and approved by authorised person before proceeding with the work. 3) The rates shall include for all tools and tackles required for the work, including cutting machines and their consumables, hacking or roughening the surface of conrete or other material for better bondage with the masonry, raking out joints to specified depth for plastering or pointing, soaking of bricks or blocks before laying, building in hold-fasts or other such inserts, joining new masonry with old masonry (including cutting toothing and applying cement slurry), providing reinforced concrete band of specified thickness (normall 75mm thick) at specified levels, and no additional charges shall be paid for any of these items. ","Terracotta Block Masonry - Porotherm ¦ Other":"Terracotta Block Masonry - Porotherm ¦ Other","Hollow Block":"Hollow Block","Wet Method":"Wet Method","200mm thick":"200mm thick","":"","":""}
Masonry & Plaster | 1) The rates for all items below shall include for all leads and lifts upto 50m and for erection of scaffolding, ladders, platforms and staging required in the execution of the work. 2) The layout shall be marked as per the drawings, the first course completed and approved by authorised person before proceeding with the work. 3) The rates shall include for all tools and tackles required for the work, including cutting machines and their consumables, hacking or roughening the surface of conrete or other material for better bondage with the masonry, raking out joints to specified depth for plastering or pointing, soaking of bricks or blocks before laying, building in hold-fasts or other such inserts, joining new masonry with old masonry (including cutting toothing and applying cement slurry), providing reinforced concrete band of specified thickness (normall 75mm thick) at specified levels, and no additional charges shall be paid for any of these items. | Terracotta Block Masonry - Porotherm ¦ Other | Terracotta Block Masonry - Porotherm ¦ Other | Hollow Block | Hollow Block | Wet Method | Wet Method | 300mm thick | 300mm thick |  |  |  |  | {"Masonry & Plaster":"1) The rates for all items below shall include for all leads and lifts upto 50m and for erection of scaffolding, ladders, platforms and staging required in the execution of the work. 2) The layout shall be marked as per the drawings, the first course completed and approved by authorised person before proceeding with the work. 3) The rates shall include for all tools and tackles required for the work, including cutting machines and their consumables, hacking or roughening the surface of conrete or other material for better bondage with the masonry, raking out joints to specified depth for plastering or pointing, soaking of bricks or blocks before laying, building in hold-fasts or other such inserts, joining new masonry with old masonry (including cutting toothing and applying cement slurry), providing reinforced concrete band of specified thickness (normall 75mm thick) at specified levels, and no additional charges shall be paid for any of these items. ","Terracotta Block Masonry - Porotherm ¦ Other":"Terracotta Block Masonry - Porotherm ¦ Other","Hollow Block":"Hollow Block","Wet Method":"Wet Method","300mm thick":"300mm thick","":"","":""}
Masonry & Plaster | 1) The rates for all items below shall include for all leads and lifts upto 50m and for erection of scaffolding, ladders, platforms and staging required in the execution of the work. 2) The layout shall be marked as per the drawings, the first course completed and approved by authorised person before proceeding with the work. 3) The rates shall include for all tools and tackles required for the work, including cutting machines and their consumables, hacking or roughening the surface of conrete or other material for better bondage with the masonry, raking out joints to specified depth for plastering or pointing, soaking of bricks or blocks before laying, building in hold-fasts or other such inserts, joining new masonry with old masonry (including cutting toothing and applying cement slurry), providing reinforced concrete band of specified thickness (normall 75mm thick) at specified levels, and no additional charges shall be paid for any of these items. | Terracotta Block Masonry - Porotherm ¦ Other | Terracotta Block Masonry - Porotherm ¦ Other | Hollow Block | Hollow Block | Dry Method | Dry Method | 100mm thick | 100mm thick |  |  |  |  | {"Masonry & Plaster":"1) The rates for all items below shall include for all leads and lifts upto 50m and for erection of scaffolding, ladders, platforms and staging required in the execution of the work. 2) The layout shall be marked as per the drawings, the first course completed and approved by authorised person before proceeding with the work. 3) The rates shall include for all tools and tackles required for the work, including cutting machines and their consumables, hacking or roughening the surface of conrete or other material for better bondage with the masonry, raking out joints to specified depth for plastering or pointing, soaking of bricks or blocks before laying, building in hold-fasts or other such inserts, joining new masonry with old masonry (including cutting toothing and applying cement slurry), providing reinforced concrete band of specified thickness (normall 75mm thick) at specified levels, and no additional charges shall be paid for any of these items. ","Terracotta Block Masonry - Porotherm ¦ Other":"Lightweight Block Masonry ","Hollow Block":"Aerocon Block","Dry Method":"Dry Method","100mm thick":"100mm thick","":"","":""}
Masonry & Plaster | 1) The rates for all items below shall include for all leads and lifts upto 50m and for erection of scaffolding, ladders, platforms and staging required in the execution of the work. 2) The layout shall be marked as per the drawings, the first course completed and approved by authorised person before proceeding with the work. 3) The rates shall include for all tools and tackles required for the work, including cutting machines and their consumables, hacking or roughening the surface of conrete or other material for better bondage with the masonry, raking out joints to specified depth for plastering or pointing, soaking of bricks or blocks before laying, building in hold-fasts or other such inserts, joining new masonry with old masonry (including cutting toothing and applying cement slurry), providing reinforced concrete band of specified thickness (normall 75mm thick) at specified levels, and no additional charges shall be paid for any of these items. | Terracotta Block Masonry - Porotherm ¦ Other | Terracotta Block Masonry - Porotherm ¦ Other | Hollow Block | Hollow Block | Dry Method | Dry Method | 150mm thick | 150mm thick |  |  |  |  | {"Masonry & Plaster":"1) The rates for all items below shall include for all leads and lifts upto 50m and for erection of scaffolding, ladders, platforms and staging required in the execution of the work. 2) The layout shall be marked as per the drawings, the first course completed and approved by authorised person before proceeding with the work. 3) The rates shall include for all tools and tackles required for the work, including cutting machines and their consumables, hacking or roughening the surface of conrete or other material for better bondage with the masonry, raking out joints to specified depth for plastering or pointing, soaking of bricks or blocks before laying, building in hold-fasts or other such inserts, joining new masonry with old masonry (including cutting toothing and applying cement slurry), providing reinforced concrete band of specified thickness (normall 75mm thick) at specified levels, and no additional charges shall be paid for any of these items. ","Terracotta Block Masonry - Porotherm ¦ Other":"Lightweight Block Masonry ","Hollow Block":"Aerocon Block","Dry Method":"Dry Method","150mm thick":"150mm thick","":"","":""}
Masonry & Plaster | 1) The rates for all items below shall include for all leads and lifts upto 50m and for erection of scaffolding, ladders, platforms and staging required in the execution of the work. 2) The layout shall be marked as per the drawings, the first course completed and approved by authorised person before proceeding with the work. 3) The rates shall include for all tools and tackles required for the work, including cutting machines and their consumables, hacking or roughening the surface of conrete or other material for better bondage with the masonry, raking out joints to specified depth for plastering or pointing, soaking of bricks or blocks before laying, building in hold-fasts or other such inserts, joining new masonry with old masonry (including cutting toothing and applying cement slurry), providing reinforced concrete band of specified thickness (normall 75mm thick) at specified levels, and no additional charges shall be paid for any of these items. | Terracotta Block Masonry - Porotherm ¦ Other | Terracotta Block Masonry - Porotherm ¦ Other | Hollow Block | Hollow Block | Dry Method | Dry Method | 200mm thick | 200mm thick |  |  |  |  | {"Masonry & Plaster":"1) The rates for all items below shall include for all leads and lifts upto 50m and for erection of scaffolding, ladders, platforms and staging required in the execution of the work. 2) The layout shall be marked as per the drawings, the first course completed and approved by authorised person before proceeding with the work. 3) The rates shall include for all tools and tackles required for the work, including cutting machines and their consumables, hacking or roughening the surface of conrete or other material for better bondage with the masonry, raking out joints to specified depth for plastering or pointing, soaking of bricks or blocks before laying, building in hold-fasts or other such inserts, joining new masonry with old masonry (including cutting toothing and applying cement slurry), providing reinforced concrete band of specified thickness (normall 75mm thick) at specified levels, and no additional charges shall be paid for any of these items. ","Terracotta Block Masonry - Porotherm ¦ Other":"Lightweight Block Masonry ","Hollow Block":"Aerocon Block","Dry Method":"Dry Method","200mm thick":"200mm thick","":"","":""}
Masonry & Plaster | 1) The rates for all items below shall include for all leads and lifts upto 50m and for erection of scaffolding, ladders, platforms and staging required in the execution of the work. 2) The layout shall be marked as per the drawings, the first course completed and approved by authorised person before proceeding with the work. 3) The rates shall include for all tools and tackles required for the work, including cutting machines and their consumables, hacking or roughening the surface of conrete or other material for better bondage with the masonry, raking out joints to specified depth for plastering or pointing, soaking of bricks or blocks before laying, building in hold-fasts or other such inserts, joining new masonry with old masonry (including cutting toothing and applying cement slurry), providing reinforced concrete band of specified thickness (normall 75mm thick) at specified levels, and no additional charges shall be paid for any of these items. | Terracotta Block Masonry - Porotherm ¦ Other | Terracotta Block Masonry - Porotherm ¦ Other | Hollow Block | Hollow Block | Dry Method | Dry Method | 300mm thick | 300mm thick |  |  |  |  | {"Masonry & Plaster":"1) The rates for all items below shall include for all leads and lifts upto 50m and for erection of scaffolding, ladders, platforms and staging required in the execution of the work. 2) The layout shall be marked as per the drawings, the first course completed and approved by authorised person before proceeding with the work. 3) The rates shall include for all tools and tackles required for the work, including cutting machines and their consumables, hacking or roughening the surface of conrete or other material for better bondage with the masonry, raking out joints to specified depth for plastering or pointing, soaking of bricks or blocks before laying, building in hold-fasts or other such inserts, joining new masonry with old masonry (including cutting toothing and applying cement slurry), providing reinforced concrete band of specified thickness (normall 75mm thick) at specified levels, and no additional charges shall be paid for any of these items. ","Terracotta Block Masonry - Porotherm ¦ Other":"Lightweight Block Masonry ","Hollow Block":"Aerocon Block","Dry Method":"Dry Method","300mm thick":"300mm thick","":"","":""}
Masonry & Plaster | 1) The rates for all items below shall include for all leads and lifts upto 50m and for erection of scaffolding, ladders, platforms and staging required in the execution of the work. 2) The layout shall be marked as per the drawings, the first course completed and approved by authorised person before proceeding with the work. 3) The rates shall include for all tools and tackles required for the work, including cutting machines and their consumables, hacking or roughening the surface of conrete or other material for better bondage with the masonry, raking out joints to specified depth for plastering or pointing, soaking of bricks or blocks before laying, building in hold-fasts or other such inserts, joining new masonry with old masonry (including cutting toothing and applying cement slurry), providing reinforced concrete band of specified thickness (normall 75mm thick) at specified levels, and no additional charges shall be paid for any of these items. | Lightweight Block Masonry | Lightweight Block Masonry | Aerocon Block | Aerocon Block | 75mm thick | 75mm thick | [6 empty] | {"Masonry & Plaster":"1) The rates for all items below shall include for all leads and lifts upto 50m and for erection of scaffolding, ladders, platforms and staging required in the execution of the work. 2) The layout shall be marked as per the drawings, the first course completed and approved by authorised person before proceeding with the work. 3) The rates shall include for all tools and tackles required for the work, including cutting machines and their consumables, hacking or roughening the surface of conrete or other material for better bondage with the masonry, raking out joints to specified depth for plastering or pointing, soaking of bricks or blocks before laying, building in hold-fasts or other such inserts, joining new masonry with old masonry (including cutting toothing and applying cement slurry), providing reinforced concrete band of specified thickness (normall 75mm thick) at specified levels, and no additional charges shall be paid for any of these items. ","Lightweight Block Masonry ":"Lightweight Block Masonry ","Aerocon Block ":"Siporex","75mm thick":"75mm thick","":"","":"","":""}
Masonry & Plaster | 1) The rates for all items below shall include for all leads and lifts upto 50m and for erection of scaffolding, ladders, platforms and staging required in the execution of the work. 2) The layout shall be marked as per the drawings, the first course completed and approved by authorised person before proceeding with the work. 3) The rates shall include for all tools and tackles required for the work, including cutting machines and their consumables, hacking or roughening the surface of conrete or other material for better bondage with the masonry, raking out joints to specified depth for plastering or pointing, soaking of bricks or blocks before laying, building in hold-fasts or other such inserts, joining new masonry with old masonry (including cutting toothing and applying cement slurry), providing reinforced concrete band of specified thickness (normall 75mm thick) at specified levels, and no additional charges shall be paid for any of these items. | Lightweight Block Masonry | Lightweight Block Masonry | Aerocon Block | Aerocon Block | 100mm thick | 100mm thick | [6 empty] | {"Masonry & Plaster":"1) The rates for all items below shall include for all leads and lifts upto 50m and for erection of scaffolding, ladders, platforms and staging required in the execution of the work. 2) The layout shall be marked as per the drawings, the first course completed and approved by authorised person before proceeding with the work. 3) The rates shall include for all tools and tackles required for the work, including cutting machines and their consumables, hacking or roughening the surface of conrete or other material for better bondage with the masonry, raking out joints to specified depth for plastering or pointing, soaking of bricks or blocks before laying, building in hold-fasts or other such inserts, joining new masonry with old masonry (including cutting toothing and applying cement slurry), providing reinforced concrete band of specified thickness (normall 75mm thick) at specified levels, and no additional charges shall be paid for any of these items. ","Lightweight Block Masonry ":"Lightweight Block Masonry ","Aerocon Block ":"Siporex","100mm thick":"150mm thick","":"","":"","":""}
Masonry & Plaster | 1) The rates for all items below shall include for all leads and lifts upto 50m and for erection of scaffolding, ladders, platforms and staging required in the execution of the work. 2) The layout shall be marked as per the drawings, the first course completed and approved by authorised person before proceeding with the work. 3) The rates shall include for all tools and tackles required for the work, including cutting machines and their consumables, hacking or roughening the surface of conrete or other material for better bondage with the masonry, raking out joints to specified depth for plastering or pointing, soaking of bricks or blocks before laying, building in hold-fasts or other such inserts, joining new masonry with old masonry (including cutting toothing and applying cement slurry), providing reinforced concrete band of specified thickness (normall 75mm thick) at specified levels, and no additional charges shall be paid for any of these items. | Lightweight Block Masonry | Lightweight Block Masonry | Aerocon Block | Aerocon Block | 150mm thick | 150mm thick | [6 empty] | {"Masonry & Plaster":"1) The rates for all items below shall include for all leads and lifts upto 50m and for erection of scaffolding, ladders, platforms and staging required in the execution of the work. 2) The layout shall be marked as per the drawings, the first course completed and approved by authorised person before proceeding with the work. 3) The rates shall include for all tools and tackles required for the work, including cutting machines and their consumables, hacking or roughening the surface of conrete or other material for better bondage with the masonry, raking out joints to specified depth for plastering or pointing, soaking of bricks or blocks before laying, building in hold-fasts or other such inserts, joining new masonry with old masonry (including cutting toothing and applying cement slurry), providing reinforced concrete band of specified thickness (normall 75mm thick) at specified levels, and no additional charges shall be paid for any of these items. ","Lightweight Block Masonry ":"1) Exposed masonry in wire-cut bricks of all shapes including curved walls and including various kinds of patterns and bonds such as soldier bonds etc. 2) Each panel shall be planned to ensure that the grooves are uniform throughout (both vertical as well as horizontal) and no half / broken bricks are used. 3) Each panel layout shall be approved by the Engineer-in-charge before proceeding with the work. 4)The rate shall include for cutting and planing each brick to the required size, inserting 8mm dia 200mm long steel bars at 300mm spacing at every tenth course, raking the joints in the masonry to 12mm or 15mm depth as required, and for protecting the masonry from falling cement and other stains, and for cleaning the bricks with water after the completion of the entire work. 5)The use of acid for cleaning is detrimental to the quality of the final finish and in case such cleaning with acid is required, an amount calculated at Rs. 5/- per square foot of surface area of exposed masonry shall be deducted from the Contractor's bills for the same and the work shall be carried out at his cost including supply of acid. Only dilute Hydrochloric acid shall be used in such case. ","Aerocon Block ":"Cladding 50 x 100 x 300 bricks","150mm thick":"115mm thick","":"English Bond Flat","":"","":""}
Masonry & Plaster | 1) The rates for all items below shall include for all leads and lifts upto 50m and for erection of scaffolding, ladders, platforms and staging required in the execution of the work. 2) The layout shall be marked as per the drawings, the first course completed and approved by authorised person before proceeding with the work. 3) The rates shall include for all tools and tackles required for the work, including cutting machines and their consumables, hacking or roughening the surface of conrete or other material for better bondage with the masonry, raking out joints to specified depth for plastering or pointing, soaking of bricks or blocks before laying, building in hold-fasts or other such inserts, joining new masonry with old masonry (including cutting toothing and applying cement slurry), providing reinforced concrete band of specified thickness (normall 75mm thick) at specified levels, and no additional charges shall be paid for any of these items. | Lightweight Block Masonry | Lightweight Block Masonry | Aerocon Block | Aerocon Block | 200mm thick | 200mm thick | [6 empty] | {"Masonry & Plaster":"1) The rates for all items below shall include for all leads and lifts upto 50m and for erection of scaffolding, ladders, platforms and staging required in the execution of the work. 2) The layout shall be marked as per the drawings, the first course completed and approved by authorised person before proceeding with the work. 3) The rates shall include for all tools and tackles required for the work, including cutting machines and their consumables, hacking or roughening the surface of conrete or other material for better bondage with the masonry, raking out joints to specified depth for plastering or pointing, soaking of bricks or blocks before laying, building in hold-fasts or other such inserts, joining new masonry with old masonry (including cutting toothing and applying cement slurry), providing reinforced concrete band of specified thickness (normall 75mm thick) at specified levels, and no additional charges shall be paid for any of these items. ","Lightweight Block Masonry ":"1) Exposed masonry in wire-cut bricks of all shapes including curved walls and including various kinds of patterns and bonds such as soldier bonds etc. 2) Each panel shall be planned to ensure that the grooves are uniform throughout (both vertical as well as horizontal) and no half / broken bricks are used. 3) Each panel layout shall be approved by the Engineer-in-charge before proceeding with the work. 4)The rate shall include for cutting and planing each brick to the required size, inserting 8mm dia 200mm long steel bars at 300mm spacing at every tenth course, raking the joints in the masonry to 12mm or 15mm depth as required, and for protecting the masonry from falling cement and other stains, and for cleaning the bricks with water after the completion of the entire work. 5)The use of acid for cleaning is detrimental to the quality of the final finish and in case such cleaning with acid is required, an amount calculated at Rs. 5/- per square foot of surface area of exposed masonry shall be deducted from the Contractor's bills for the same and the work shall be carried out at his cost including supply of acid. Only dilute Hydrochloric acid shall be used in such case. ","Aerocon Block ":"Cladding 50 x 100 x 300 bricks","200mm thick":"115mm thick","":"English Bond Sloping","":"","":""}
Masonry & Plaster | 1) The rates for all items below shall include for all leads and lifts upto 50m and for erection of scaffolding, ladders, platforms and staging required in the execution of the work. 2) The layout shall be marked as per the drawings, the first course completed and approved by authorised person before proceeding with the work. 3) The rates shall include for all tools and tackles required for the work, including cutting machines and their consumables, hacking or roughening the surface of conrete or other material for better bondage with the masonry, raking out joints to specified depth for plastering or pointing, soaking of bricks or blocks before laying, building in hold-fasts or other such inserts, joining new masonry with old masonry (including cutting toothing and applying cement slurry), providing reinforced concrete band of specified thickness (normall 75mm thick) at specified levels, and no additional charges shall be paid for any of these items. | Lightweight Block Masonry | Lightweight Block Masonry | Siporex | Siporex | 75mm thick | 75mm thick | [6 empty] | {"Masonry & Plaster":"1) The rates for all items below shall include for all leads and lifts upto 50m and for erection of scaffolding, ladders, platforms and staging required in the execution of the work. 2) The layout shall be marked as per the drawings, the first course completed and approved by authorised person before proceeding with the work. 3) The rates shall include for all tools and tackles required for the work, including cutting machines and their consumables, hacking or roughening the surface of conrete or other material for better bondage with the masonry, raking out joints to specified depth for plastering or pointing, soaking of bricks or blocks before laying, building in hold-fasts or other such inserts, joining new masonry with old masonry (including cutting toothing and applying cement slurry), providing reinforced concrete band of specified thickness (normall 75mm thick) at specified levels, and no additional charges shall be paid for any of these items. ","Lightweight Block Masonry ":"1) Exposed masonry in wire-cut bricks of all shapes including curved walls and including various kinds of patterns and bonds such as soldier bonds etc. 2) Each panel shall be planned to ensure that the grooves are uniform throughout (both vertical as well as horizontal) and no half / broken bricks are used. 3) Each panel layout shall be approved by the Engineer-in-charge before proceeding with the work. 4)The rate shall include for cutting and planing each brick to the required size, inserting 8mm dia 200mm long steel bars at 300mm spacing at every tenth course, raking the joints in the masonry to 12mm or 15mm depth as required, and for protecting the masonry from falling cement and other stains, and for cleaning the bricks with water after the completion of the entire work. 5)The use of acid for cleaning is detrimental to the quality of the final finish and in case such cleaning with acid is required, an amount calculated at Rs. 5/- per square foot of surface area of exposed masonry shall be deducted from the Contractor's bills for the same and the work shall be carried out at his cost including supply of acid. Only dilute Hydrochloric acid shall be used in such case. ","Siporex":"Cladding 50 x 100 x 300 bricks","75mm thick":"115mm thick","":"English Bond Curved","":"","":""}
Masonry & Plaster | 1) The rates for all items below shall include for all leads and lifts upto 50m and for erection of scaffolding, ladders, platforms and staging required in the execution of the work. 2) The layout shall be marked as per the drawings, the first course completed and approved by authorised person before proceeding with the work. 3) The rates shall include for all tools and tackles required for the work, including cutting machines and their consumables, hacking or roughening the surface of conrete or other material for better bondage with the masonry, raking out joints to specified depth for plastering or pointing, soaking of bricks or blocks before laying, building in hold-fasts or other such inserts, joining new masonry with old masonry (including cutting toothing and applying cement slurry), providing reinforced concrete band of specified thickness (normall 75mm thick) at specified levels, and no additional charges shall be paid for any of these items. | Lightweight Block Masonry | Lightweight Block Masonry | Siporex | Siporex | 150mm thick | 150mm thick | [6 empty] | {"Masonry & Plaster":"1) The rates for all items below shall include for all leads and lifts upto 50m and for erection of scaffolding, ladders, platforms and staging required in the execution of the work. 2) The layout shall be marked as per the drawings, the first course completed and approved by authorised person before proceeding with the work. 3) The rates shall include for all tools and tackles required for the work, including cutting machines and their consumables, hacking or roughening the surface of conrete or other material for better bondage with the masonry, raking out joints to specified depth for plastering or pointing, soaking of bricks or blocks before laying, building in hold-fasts or other such inserts, joining new masonry with old masonry (including cutting toothing and applying cement slurry), providing reinforced concrete band of specified thickness (normall 75mm thick) at specified levels, and no additional charges shall be paid for any of these items. ","Lightweight Block Masonry ":"1) Exposed masonry in wire-cut bricks of all shapes including curved walls and including various kinds of patterns and bonds such as soldier bonds etc. 2) Each panel shall be planned to ensure that the grooves are uniform throughout (both vertical as well as horizontal) and no half / broken bricks are used. 3) Each panel layout shall be approved by the Engineer-in-charge before proceeding with the work. 4)The rate shall include for cutting and planing each brick to the required size, inserting 8mm dia 200mm long steel bars at 300mm spacing at every tenth course, raking the joints in the masonry to 12mm or 15mm depth as required, and for protecting the masonry from falling cement and other stains, and for cleaning the bricks with water after the completion of the entire work. 5)The use of acid for cleaning is detrimental to the quality of the final finish and in case such cleaning with acid is required, an amount calculated at Rs. 5/- per square foot of surface area of exposed masonry shall be deducted from the Contractor's bills for the same and the work shall be carried out at his cost including supply of acid. Only dilute Hydrochloric acid shall be used in such case. ","Siporex":"Cladding 50 x 100 x 300 bricks","150mm thick":"115mm thick","":"Flemish Bond Flat","":"","":""}
Masonry & Plaster | 1) The rates for all items below shall include for all leads and lifts upto 50m and for erection of scaffolding, ladders, platforms and staging required in the execution of the work. 2) The layout shall be marked as per the drawings, the first course completed and approved by authorised person before proceeding with the work. 3) The rates shall include for all tools and tackles required for the work, including cutting machines and their consumables, hacking or roughening the surface of conrete or other material for better bondage with the masonry, raking out joints to specified depth for plastering or pointing, soaking of bricks or blocks before laying, building in hold-fasts or other such inserts, joining new masonry with old masonry (including cutting toothing and applying cement slurry), providing reinforced concrete band of specified thickness (normall 75mm thick) at specified levels, and no additional charges shall be paid for any of these items. | Exposed Wire-cut Brick Masonry | 1) Exposed masonry in wire-cut bricks of all shapes including curved walls and including various kinds of patterns and bonds such as soldier bonds etc. 2) Each panel shall be planned to ensure that the grooves are uniform throughout (both vertical as well as horizontal) and no half / broken bricks are used. 3) Each panel layout shall be approved by the Engineer-in-charge before proceeding with the work. 4)The rate shall include for cutting and planing each brick to the required size, inserting 8mm dia 200mm long steel bars at 300mm spacing at every tenth course, raking the joints in the masonry to 12mm or 15mm depth as required, and for protecting the masonry from falling cement and other stains, and for cleaning the bricks with water after the completion of the entire work. 5)The use of acid for cleaning is detrimental to the quality of the final finish and in case such cleaning with acid is required, an amount calculated at Rs. 5/- per square foot of surface area of exposed masonry shall be deducted from the Contractor's bills for the same and the work shall be carried out at his cost including supply of acid. Only dilute Hydrochloric acid shall be used in such case. | Cladding 50 x 100 x 300 bricks | Cladding 50 x 100 x 300 bricks | 115mm thick | 115mm thick | English Bond Flat | English Bond Flat |  |  |  |  | {"Masonry & Plaster":"1) The rates for all items below shall include for all leads and lifts upto 50m and for erection of scaffolding, ladders, platforms and staging required in the execution of the work. 2) The layout shall be marked as per the drawings, the first course completed and approved by authorised person before proceeding with the work. 3) The rates shall include for all tools and tackles required for the work, including cutting machines and their consumables, hacking or roughening the surface of conrete or other material for better bondage with the masonry, raking out joints to specified depth for plastering or pointing, soaking of bricks or blocks before laying, building in hold-fasts or other such inserts, joining new masonry with old masonry (including cutting toothing and applying cement slurry), providing reinforced concrete band of specified thickness (normall 75mm thick) at specified levels, and no additional charges shall be paid for any of these items. ","Exposed Wire-cut Brick Masonry":"1) Exposed masonry in wire-cut bricks of all shapes including curved walls and including various kinds of patterns and bonds such as soldier bonds etc. 2) Each panel shall be planned to ensure that the grooves are uniform throughout (both vertical as well as horizontal) and no half / broken bricks are used. 3) Each panel layout shall be approved by the Engineer-in-charge before proceeding with the work. 4)The rate shall include for cutting and planing each brick to the required size, inserting 8mm dia 200mm long steel bars at 300mm spacing at every tenth course, raking the joints in the masonry to 12mm or 15mm depth as required, and for protecting the masonry from falling cement and other stains, and for cleaning the bricks with water after the completion of the entire work. 5)The use of acid for cleaning is detrimental to the quality of the final finish and in case such cleaning with acid is required, an amount calculated at Rs. 5/- per square foot of surface area of exposed masonry shall be deducted from the Contractor's bills for the same and the work shall be carried out at his cost including supply of acid. Only dilute Hydrochloric acid shall be used in such case. ","Cladding 50 x 100 x 300 bricks":"Cladding 50 x 100 x 300 bricks","115mm thick ":"115mm thick","English Bond Flat":"Flemish Bond Sloping","":"","":""}
Masonry & Plaster | 1) The rates for all items below shall include for all leads and lifts upto 50m and for erection of scaffolding, ladders, platforms and staging required in the execution of the work. 2) The layout shall be marked as per the drawings, the first course completed and approved by authorised person before proceeding with the work. 3) The rates shall include for all tools and tackles required for the work, including cutting machines and their consumables, hacking or roughening the surface of conrete or other material for better bondage with the masonry, raking out joints to specified depth for plastering or pointing, soaking of bricks or blocks before laying, building in hold-fasts or other such inserts, joining new masonry with old masonry (including cutting toothing and applying cement slurry), providing reinforced concrete band of specified thickness (normall 75mm thick) at specified levels, and no additional charges shall be paid for any of these items. | Exposed Wire-cut Brick Masonry | 1) Exposed masonry in wire-cut bricks of all shapes including curved walls and including various kinds of patterns and bonds such as soldier bonds etc. 2) Each panel shall be planned to ensure that the grooves are uniform throughout (both vertical as well as horizontal) and no half / broken bricks are used. 3) Each panel layout shall be approved by the Engineer-in-charge before proceeding with the work. 4)The rate shall include for cutting and planing each brick to the required size, inserting 8mm dia 200mm long steel bars at 300mm spacing at every tenth course, raking the joints in the masonry to 12mm or 15mm depth as required, and for protecting the masonry from falling cement and other stains, and for cleaning the bricks with water after the completion of the entire work. 5)The use of acid for cleaning is detrimental to the quality of the final finish and in case such cleaning with acid is required, an amount calculated at Rs. 5/- per square foot of surface area of exposed masonry shall be deducted from the Contractor's bills for the same and the work shall be carried out at his cost including supply of acid. Only dilute Hydrochloric acid shall be used in such case. | Cladding 50 x 100 x 300 bricks | Cladding 50 x 100 x 300 bricks | 115mm thick | 115mm thick | English Bond Sloping | English Bond Sloping |  |  |  |  | {"Masonry & Plaster":"1) The rates for all items below shall include for all leads and lifts upto 50m and for erection of scaffolding, ladders, platforms and staging required in the execution of the work. 2) The layout shall be marked as per the drawings, the first course completed and approved by authorised person before proceeding with the work. 3) The rates shall include for all tools and tackles required for the work, including cutting machines and their consumables, hacking or roughening the surface of conrete or other material for better bondage with the masonry, raking out joints to specified depth for plastering or pointing, soaking of bricks or blocks before laying, building in hold-fasts or other such inserts, joining new masonry with old masonry (including cutting toothing and applying cement slurry), providing reinforced concrete band of specified thickness (normall 75mm thick) at specified levels, and no additional charges shall be paid for any of these items. ","Exposed Wire-cut Brick Masonry":"1) Exposed masonry in wire-cut bricks of all shapes including curved walls and including various kinds of patterns and bonds such as soldier bonds etc. 2) Each panel shall be planned to ensure that the grooves are uniform throughout (both vertical as well as horizontal) and no half / broken bricks are used. 3) Each panel layout shall be approved by the Engineer-in-charge before proceeding with the work. 4)The rate shall include for cutting and planing each brick to the required size, inserting 8mm dia 200mm long steel bars at 300mm spacing at every tenth course, raking the joints in the masonry to 12mm or 15mm depth as required, and for protecting the masonry from falling cement and other stains, and for cleaning the bricks with water after the completion of the entire work. 5)The use of acid for cleaning is detrimental to the quality of the final finish and in case such cleaning with acid is required, an amount calculated at Rs. 5/- per square foot of surface area of exposed masonry shall be deducted from the Contractor's bills for the same and the work shall be carried out at his cost including supply of acid. Only dilute Hydrochloric acid shall be used in such case. ","Cladding 50 x 100 x 300 bricks":"Cladding 50 x 100 x 300 bricks","115mm thick ":"115mm thick","English Bond Sloping":"Flemish Bond Curved","":"","":""}
Masonry & Plaster | 1) The rates for all items below shall include for all leads and lifts upto 50m and for erection of scaffolding, ladders, platforms and staging required in the execution of the work. 2) The layout shall be marked as per the drawings, the first course completed and approved by authorised person before proceeding with the work. 3) The rates shall include for all tools and tackles required for the work, including cutting machines and their consumables, hacking or roughening the surface of conrete or other material for better bondage with the masonry, raking out joints to specified depth for plastering or pointing, soaking of bricks or blocks before laying, building in hold-fasts or other such inserts, joining new masonry with old masonry (including cutting toothing and applying cement slurry), providing reinforced concrete band of specified thickness (normall 75mm thick) at specified levels, and no additional charges shall be paid for any of these items. | Exposed Wire-cut Brick Masonry | 1) Exposed masonry in wire-cut bricks of all shapes including curved walls and including various kinds of patterns and bonds such as soldier bonds etc. 2) Each panel shall be planned to ensure that the grooves are uniform throughout (both vertical as well as horizontal) and no half / broken bricks are used. 3) Each panel layout shall be approved by the Engineer-in-charge before proceeding with the work. 4)The rate shall include for cutting and planing each brick to the required size, inserting 8mm dia 200mm long steel bars at 300mm spacing at every tenth course, raking the joints in the masonry to 12mm or 15mm depth as required, and for protecting the masonry from falling cement and other stains, and for cleaning the bricks with water after the completion of the entire work. 5)The use of acid for cleaning is detrimental to the quality of the final finish and in case such cleaning with acid is required, an amount calculated at Rs. 5/- per square foot of surface area of exposed masonry shall be deducted from the Contractor's bills for the same and the work shall be carried out at his cost including supply of acid. Only dilute Hydrochloric acid shall be used in such case. | Cladding 50 x 100 x 300 bricks | Cladding 50 x 100 x 300 bricks | 115mm thick | 115mm thick | English Bond Curved | English Bond Curved |  |  |  |  | {"Masonry & Plaster":"1) The rates for all items below shall include for all leads and lifts upto 50m and for erection of scaffolding, ladders, platforms and staging required in the execution of the work. 2) The layout shall be marked as per the drawings, the first course completed and approved by authorised person before proceeding with the work. 3) The rates shall include for all tools and tackles required for the work, including cutting machines and their consumables, hacking or roughening the surface of conrete or other material for better bondage with the masonry, raking out joints to specified depth for plastering or pointing, soaking of bricks or blocks before laying, building in hold-fasts or other such inserts, joining new masonry with old masonry (including cutting toothing and applying cement slurry), providing reinforced concrete band of specified thickness (normall 75mm thick) at specified levels, and no additional charges shall be paid for any of these items. ","Exposed Wire-cut Brick Masonry":"1) Exposed masonry in wire-cut bricks of all shapes including curved walls and including various kinds of patterns and bonds such as soldier bonds etc. 2) Each panel shall be planned to ensure that the grooves are uniform throughout (both vertical as well as horizontal) and no half / broken bricks are used. 3) Each panel layout shall be approved by the Engineer-in-charge before proceeding with the work. 4)The rate shall include for cutting and planing each brick to the required size, inserting 8mm dia 200mm long steel bars at 300mm spacing at every tenth course, raking the joints in the masonry to 12mm or 15mm depth as required, and for protecting the masonry from falling cement and other stains, and for cleaning the bricks with water after the completion of the entire work. 5)The use of acid for cleaning is detrimental to the quality of the final finish and in case such cleaning with acid is required, an amount calculated at Rs. 5/- per square foot of surface area of exposed masonry shall be deducted from the Contractor's bills for the same and the work shall be carried out at his cost including supply of acid. Only dilute Hydrochloric acid shall be used in such case. ","Cladding 50 x 100 x 300 bricks":"Cladding 50 x 100 x 300 bricks","115mm thick ":"115mm thick","English Bond Curved":"Stack Bond Flat","":"","":""}
Masonry & Plaster | 1) The rates for all items below shall include for all leads and lifts upto 50m and for erection of scaffolding, ladders, platforms and staging required in the execution of the work. 2) The layout shall be marked as per the drawings, the first course completed and approved by authorised person before proceeding with the work. 3) The rates shall include for all tools and tackles required for the work, including cutting machines and their consumables, hacking or roughening the surface of conrete or other material for better bondage with the masonry, raking out joints to specified depth for plastering or pointing, soaking of bricks or blocks before laying, building in hold-fasts or other such inserts, joining new masonry with old masonry (including cutting toothing and applying cement slurry), providing reinforced concrete band of specified thickness (normall 75mm thick) at specified levels, and no additional charges shall be paid for any of these items. | Exposed Wire-cut Brick Masonry | 1) Exposed masonry in wire-cut bricks of all shapes including curved walls and including various kinds of patterns and bonds such as soldier bonds etc. 2) Each panel shall be planned to ensure that the grooves are uniform throughout (both vertical as well as horizontal) and no half / broken bricks are used. 3) Each panel layout shall be approved by the Engineer-in-charge before proceeding with the work. 4)The rate shall include for cutting and planing each brick to the required size, inserting 8mm dia 200mm long steel bars at 300mm spacing at every tenth course, raking the joints in the masonry to 12mm or 15mm depth as required, and for protecting the masonry from falling cement and other stains, and for cleaning the bricks with water after the completion of the entire work. 5)The use of acid for cleaning is detrimental to the quality of the final finish and in case such cleaning with acid is required, an amount calculated at Rs. 5/- per square foot of surface area of exposed masonry shall be deducted from the Contractor's bills for the same and the work shall be carried out at his cost including supply of acid. Only dilute Hydrochloric acid shall be used in such case. | Cladding 50 x 100 x 300 bricks | Cladding 50 x 100 x 300 bricks | 115mm thick | 115mm thick | Flemish Bond Flat | Flemish Bond Flat |  |  |  |  | {"Masonry & Plaster":"1) The rates for all items below shall include for all leads and lifts upto 50m and for erection of scaffolding, ladders, platforms and staging required in the execution of the work. 2) The layout shall be marked as per the drawings, the first course completed and approved by authorised person before proceeding with the work. 3) The rates shall include for all tools and tackles required for the work, including cutting machines and their consumables, hacking or roughening the surface of conrete or other material for better bondage with the masonry, raking out joints to specified depth for plastering or pointing, soaking of bricks or blocks before laying, building in hold-fasts or other such inserts, joining new masonry with old masonry (including cutting toothing and applying cement slurry), providing reinforced concrete band of specified thickness (normall 75mm thick) at specified levels, and no additional charges shall be paid for any of these items. ","Exposed Wire-cut Brick Masonry":"1) Exposed masonry in wire-cut bricks of all shapes including curved walls and including various kinds of patterns and bonds such as soldier bonds etc. 2) Each panel shall be planned to ensure that the grooves are uniform throughout (both vertical as well as horizontal) and no half / broken bricks are used. 3) Each panel layout shall be approved by the Engineer-in-charge before proceeding with the work. 4)The rate shall include for cutting and planing each brick to the required size, inserting 8mm dia 200mm long steel bars at 300mm spacing at every tenth course, raking the joints in the masonry to 12mm or 15mm depth as required, and for protecting the masonry from falling cement and other stains, and for cleaning the bricks with water after the completion of the entire work. 5)The use of acid for cleaning is detrimental to the quality of the final finish and in case such cleaning with acid is required, an amount calculated at Rs. 5/- per square foot of surface area of exposed masonry shall be deducted from the Contractor's bills for the same and the work shall be carried out at his cost including supply of acid. Only dilute Hydrochloric acid shall be used in such case. ","Cladding 50 x 100 x 300 bricks":"Cladding 50 x 100 x 300 bricks","115mm thick ":"115mm thick","Flemish Bond Flat":"Stack Bond Sloping","":"","":""}
Masonry & Plaster | 1) The rates for all items below shall include for all leads and lifts upto 50m and for erection of scaffolding, ladders, platforms and staging required in the execution of the work. 2) The layout shall be marked as per the drawings, the first course completed and approved by authorised person before proceeding with the work. 3) The rates shall include for all tools and tackles required for the work, including cutting machines and their consumables, hacking or roughening the surface of conrete or other material for better bondage with the masonry, raking out joints to specified depth for plastering or pointing, soaking of bricks or blocks before laying, building in hold-fasts or other such inserts, joining new masonry with old masonry (including cutting toothing and applying cement slurry), providing reinforced concrete band of specified thickness (normall 75mm thick) at specified levels, and no additional charges shall be paid for any of these items. | Exposed Wire-cut Brick Masonry | 1) Exposed masonry in wire-cut bricks of all shapes including curved walls and including various kinds of patterns and bonds such as soldier bonds etc. 2) Each panel shall be planned to ensure that the grooves are uniform throughout (both vertical as well as horizontal) and no half / broken bricks are used. 3) Each panel layout shall be approved by the Engineer-in-charge before proceeding with the work. 4)The rate shall include for cutting and planing each brick to the required size, inserting 8mm dia 200mm long steel bars at 300mm spacing at every tenth course, raking the joints in the masonry to 12mm or 15mm depth as required, and for protecting the masonry from falling cement and other stains, and for cleaning the bricks with water after the completion of the entire work. 5)The use of acid for cleaning is detrimental to the quality of the final finish and in case such cleaning with acid is required, an amount calculated at Rs. 5/- per square foot of surface area of exposed masonry shall be deducted from the Contractor's bills for the same and the work shall be carried out at his cost including supply of acid. Only dilute Hydrochloric acid shall be used in such case. | Cladding 50 x 100 x 300 bricks | Cladding 50 x 100 x 300 bricks | 115mm thick | 115mm thick | Flemish Bond Sloping | Flemish Bond Sloping |  |  |  |  | {"Masonry & Plaster":"1) The rates for all items below shall include for all leads and lifts upto 50m and for erection of scaffolding, ladders, platforms and staging required in the execution of the work. 2) The layout shall be marked as per the drawings, the first course completed and approved by authorised person before proceeding with the work. 3) The rates shall include for all tools and tackles required for the work, including cutting machines and their consumables, hacking or roughening the surface of conrete or other material for better bondage with the masonry, raking out joints to specified depth for plastering or pointing, soaking of bricks or blocks before laying, building in hold-fasts or other such inserts, joining new masonry with old masonry (including cutting toothing and applying cement slurry), providing reinforced concrete band of specified thickness (normall 75mm thick) at specified levels, and no additional charges shall be paid for any of these items. ","Exposed Wire-cut Brick Masonry":"1) Exposed masonry in wire-cut bricks of all shapes including curved walls and including various kinds of patterns and bonds such as soldier bonds etc. 2) Each panel shall be planned to ensure that the grooves are uniform throughout (both vertical as well as horizontal) and no half / broken bricks are used. 3) Each panel layout shall be approved by the Engineer-in-charge before proceeding with the work. 4)The rate shall include for cutting and planing each brick to the required size, inserting 8mm dia 200mm long steel bars at 300mm spacing at every tenth course, raking the joints in the masonry to 12mm or 15mm depth as required, and for protecting the masonry from falling cement and other stains, and for cleaning the bricks with water after the completion of the entire work. 5)The use of acid for cleaning is detrimental to the quality of the final finish and in case such cleaning with acid is required, an amount calculated at Rs. 5/- per square foot of surface area of exposed masonry shall be deducted from the Contractor's bills for the same and the work shall be carried out at his cost including supply of acid. Only dilute Hydrochloric acid shall be used in such case. ","Cladding 50 x 100 x 300 bricks":"Cladding 50 x 100 x 300 bricks","115mm thick ":"115mm thick","Flemish Bond Sloping":"Stack Bond Curved","":"","":""}
Masonry & Plaster | 1) The rates for all items below shall include for all leads and lifts upto 50m and for erection of scaffolding, ladders, platforms and staging required in the execution of the work. 2) The layout shall be marked as per the drawings, the first course completed and approved by authorised person before proceeding with the work. 3) The rates shall include for all tools and tackles required for the work, including cutting machines and their consumables, hacking or roughening the surface of conrete or other material for better bondage with the masonry, raking out joints to specified depth for plastering or pointing, soaking of bricks or blocks before laying, building in hold-fasts or other such inserts, joining new masonry with old masonry (including cutting toothing and applying cement slurry), providing reinforced concrete band of specified thickness (normall 75mm thick) at specified levels, and no additional charges shall be paid for any of these items. | Exposed Wire-cut Brick Masonry | 1) Exposed masonry in wire-cut bricks of all shapes including curved walls and including various kinds of patterns and bonds such as soldier bonds etc. 2) Each panel shall be planned to ensure that the grooves are uniform throughout (both vertical as well as horizontal) and no half / broken bricks are used. 3) Each panel layout shall be approved by the Engineer-in-charge before proceeding with the work. 4)The rate shall include for cutting and planing each brick to the required size, inserting 8mm dia 200mm long steel bars at 300mm spacing at every tenth course, raking the joints in the masonry to 12mm or 15mm depth as required, and for protecting the masonry from falling cement and other stains, and for cleaning the bricks with water after the completion of the entire work. 5)The use of acid for cleaning is detrimental to the quality of the final finish and in case such cleaning with acid is required, an amount calculated at Rs. 5/- per square foot of surface area of exposed masonry shall be deducted from the Contractor's bills for the same and the work shall be carried out at his cost including supply of acid. Only dilute Hydrochloric acid shall be used in such case. | Cladding 50 x 100 x 300 bricks | Cladding 50 x 100 x 300 bricks | 115mm thick | 115mm thick | Flemish Bond Curved | Flemish Bond Curved |  |  |  |  | {"Masonry & Plaster":"1) The rates for all items below shall include for all leads and lifts upto 50m and for erection of scaffolding, ladders, platforms and staging required in the execution of the work. 2) The layout shall be marked as per the drawings, the first course completed and approved by authorised person before proceeding with the work. 3) The rates shall include for all tools and tackles required for the work, including cutting machines and their consumables, hacking or roughening the surface of conrete or other material for better bondage with the masonry, raking out joints to specified depth for plastering or pointing, soaking of bricks or blocks before laying, building in hold-fasts or other such inserts, joining new masonry with old masonry (including cutting toothing and applying cement slurry), providing reinforced concrete band of specified thickness (normall 75mm thick) at specified levels, and no additional charges shall be paid for any of these items. ","Exposed Wire-cut Brick Masonry":"1) Exposed masonry in wire-cut bricks of all shapes including curved walls and including various kinds of patterns and bonds such as soldier bonds etc. 2) Each panel shall be planned to ensure that the grooves are uniform throughout (both vertical as well as horizontal) and no half / broken bricks are used. 3) Each panel layout shall be approved by the Engineer-in-charge before proceeding with the work. 4)The rate shall include for cutting and planing each brick to the required size, inserting 8mm dia 200mm long steel bars at 300mm spacing at every tenth course, raking the joints in the masonry to 12mm or 15mm depth as required, and for protecting the masonry from falling cement and other stains, and for cleaning the bricks with water after the completion of the entire work. 5)The use of acid for cleaning is detrimental to the quality of the final finish and in case such cleaning with acid is required, an amount calculated at Rs. 5/- per square foot of surface area of exposed masonry shall be deducted from the Contractor's bills for the same and the work shall be carried out at his cost including supply of acid. Only dilute Hydrochloric acid shall be used in such case. ","Cladding 50 x 100 x 300 bricks":"Cladding 50 x 100 x 300 bricks","115mm thick ":"115mm thick","Flemish Bond Curved":"Vertical Bond","":"","":""}
Masonry & Plaster | 1) The rates for all items below shall include for all leads and lifts upto 50m and for erection of scaffolding, ladders, platforms and staging required in the execution of the work. 2) The layout shall be marked as per the drawings, the first course completed and approved by authorised person before proceeding with the work. 3) The rates shall include for all tools and tackles required for the work, including cutting machines and their consumables, hacking or roughening the surface of conrete or other material for better bondage with the masonry, raking out joints to specified depth for plastering or pointing, soaking of bricks or blocks before laying, building in hold-fasts or other such inserts, joining new masonry with old masonry (including cutting toothing and applying cement slurry), providing reinforced concrete band of specified thickness (normall 75mm thick) at specified levels, and no additional charges shall be paid for any of these items. | Exposed Wire-cut Brick Masonry | 1) Exposed masonry in wire-cut bricks of all shapes including curved walls and including various kinds of patterns and bonds such as soldier bonds etc. 2) Each panel shall be planned to ensure that the grooves are uniform throughout (both vertical as well as horizontal) and no half / broken bricks are used. 3) Each panel layout shall be approved by the Engineer-in-charge before proceeding with the work. 4)The rate shall include for cutting and planing each brick to the required size, inserting 8mm dia 200mm long steel bars at 300mm spacing at every tenth course, raking the joints in the masonry to 12mm or 15mm depth as required, and for protecting the masonry from falling cement and other stains, and for cleaning the bricks with water after the completion of the entire work. 5)The use of acid for cleaning is detrimental to the quality of the final finish and in case such cleaning with acid is required, an amount calculated at Rs. 5/- per square foot of surface area of exposed masonry shall be deducted from the Contractor's bills for the same and the work shall be carried out at his cost including supply of acid. Only dilute Hydrochloric acid shall be used in such case. | Cladding 50 x 100 x 300 bricks | Cladding 50 x 100 x 300 bricks | 115mm thick | 115mm thick | Stack Bond Flat | Stack Bond Flat |  |  |  |  | {"Masonry & Plaster":"1) The rates for all items below shall include for all leads and lifts upto 50m and for erection of scaffolding, ladders, platforms and staging required in the execution of the work. 2) The layout shall be marked as per the drawings, the first course completed and approved by authorised person before proceeding with the work. 3) The rates shall include for all tools and tackles required for the work, including cutting machines and their consumables, hacking or roughening the surface of conrete or other material for better bondage with the masonry, raking out joints to specified depth for plastering or pointing, soaking of bricks or blocks before laying, building in hold-fasts or other such inserts, joining new masonry with old masonry (including cutting toothing and applying cement slurry), providing reinforced concrete band of specified thickness (normall 75mm thick) at specified levels, and no additional charges shall be paid for any of these items. ","Exposed Wire-cut Brick Masonry":"1) Exposed masonry in wire-cut bricks of all shapes including curved walls and including various kinds of patterns and bonds such as soldier bonds etc. 2) Each panel shall be planned to ensure that the grooves are uniform throughout (both vertical as well as horizontal) and no half / broken bricks are used. 3) Each panel layout shall be approved by the Engineer-in-charge before proceeding with the work. 4)The rate shall include for cutting and planing each brick to the required size, inserting 8mm dia 200mm long steel bars at 300mm spacing at every tenth course, raking the joints in the masonry to 12mm or 15mm depth as required, and for protecting the masonry from falling cement and other stains, and for cleaning the bricks with water after the completion of the entire work. 5)The use of acid for cleaning is detrimental to the quality of the final finish and in case such cleaning with acid is required, an amount calculated at Rs. 5/- per square foot of surface area of exposed masonry shall be deducted from the Contractor's bills for the same and the work shall be carried out at his cost including supply of acid. Only dilute Hydrochloric acid shall be used in such case. ","Cladding 50 x 100 x 300 bricks":"Cladding 50 x 100 x 300 bricks","115mm thick ":"115mm thick","Stack Bond Flat":"Soldier Bond","":"","":""}
Masonry & Plaster | 1) The rates for all items below shall include for all leads and lifts upto 50m and for erection of scaffolding, ladders, platforms and staging required in the execution of the work. 2) The layout shall be marked as per the drawings, the first course completed and approved by authorised person before proceeding with the work. 3) The rates shall include for all tools and tackles required for the work, including cutting machines and their consumables, hacking or roughening the surface of conrete or other material for better bondage with the masonry, raking out joints to specified depth for plastering or pointing, soaking of bricks or blocks before laying, building in hold-fasts or other such inserts, joining new masonry with old masonry (including cutting toothing and applying cement slurry), providing reinforced concrete band of specified thickness (normall 75mm thick) at specified levels, and no additional charges shall be paid for any of these items. | Exposed Wire-cut Brick Masonry | 1) Exposed masonry in wire-cut bricks of all shapes including curved walls and including various kinds of patterns and bonds such as soldier bonds etc. 2) Each panel shall be planned to ensure that the grooves are uniform throughout (both vertical as well as horizontal) and no half / broken bricks are used. 3) Each panel layout shall be approved by the Engineer-in-charge before proceeding with the work. 4)The rate shall include for cutting and planing each brick to the required size, inserting 8mm dia 200mm long steel bars at 300mm spacing at every tenth course, raking the joints in the masonry to 12mm or 15mm depth as required, and for protecting the masonry from falling cement and other stains, and for cleaning the bricks with water after the completion of the entire work. 5)The use of acid for cleaning is detrimental to the quality of the final finish and in case such cleaning with acid is required, an amount calculated at Rs. 5/- per square foot of surface area of exposed masonry shall be deducted from the Contractor's bills for the same and the work shall be carried out at his cost including supply of acid. Only dilute Hydrochloric acid shall be used in such case. | Cladding 50 x 100 x 300 bricks | Cladding 50 x 100 x 300 bricks | 115mm thick | 115mm thick | Stack Bond Sloping | Stack Bond Sloping |  |  |  |  | {"Masonry & Plaster":"1) The rates for all items below shall include for all leads and lifts upto 50m and for erection of scaffolding, ladders, platforms and staging required in the execution of the work. 2) The layout shall be marked as per the drawings, the first course completed and approved by authorised person before proceeding with the work. 3) The rates shall include for all tools and tackles required for the work, including cutting machines and their consumables, hacking or roughening the surface of conrete or other material for better bondage with the masonry, raking out joints to specified depth for plastering or pointing, soaking of bricks or blocks before laying, building in hold-fasts or other such inserts, joining new masonry with old masonry (including cutting toothing and applying cement slurry), providing reinforced concrete band of specified thickness (normall 75mm thick) at specified levels, and no additional charges shall be paid for any of these items. ","Exposed Wire-cut Brick Masonry":"1) Exposed masonry in wire-cut bricks of all shapes including curved walls and including various kinds of patterns and bonds such as soldier bonds etc. 2) Each panel shall be planned to ensure that the grooves are uniform throughout (both vertical as well as horizontal) and no half / broken bricks are used. 3) Each panel layout shall be approved by the Engineer-in-charge before proceeding with the work. 4)The rate shall include for cutting and planing each brick to the required size, inserting 8mm dia 200mm long steel bars at 300mm spacing at every tenth course, raking the joints in the masonry to 12mm or 15mm depth as required, and for protecting the masonry from falling cement and other stains, and for cleaning the bricks with water after the completion of the entire work. 5)The use of acid for cleaning is detrimental to the quality of the final finish and in case such cleaning with acid is required, an amount calculated at Rs. 5/- per square foot of surface area of exposed masonry shall be deducted from the Contractor's bills for the same and the work shall be carried out at his cost including supply of acid. Only dilute Hydrochloric acid shall be used in such case. ","Cladding 50 x 100 x 300 bricks":"Cladding 50 x 100 x 300 bricks","115mm thick ":"115mm thick","Stack Bond Sloping":"Ruin Finish","":"","":""}
Masonry & Plaster | 1) The rates for all items below shall include for all leads and lifts upto 50m and for erection of scaffolding, ladders, platforms and staging required in the execution of the work. 2) The layout shall be marked as per the drawings, the first course completed and approved by authorised person before proceeding with the work. 3) The rates shall include for all tools and tackles required for the work, including cutting machines and their consumables, hacking or roughening the surface of conrete or other material for better bondage with the masonry, raking out joints to specified depth for plastering or pointing, soaking of bricks or blocks before laying, building in hold-fasts or other such inserts, joining new masonry with old masonry (including cutting toothing and applying cement slurry), providing reinforced concrete band of specified thickness (normall 75mm thick) at specified levels, and no additional charges shall be paid for any of these items. | Exposed Wire-cut Brick Masonry | 1) Exposed masonry in wire-cut bricks of all shapes including curved walls and including various kinds of patterns and bonds such as soldier bonds etc. 2) Each panel shall be planned to ensure that the grooves are uniform throughout (both vertical as well as horizontal) and no half / broken bricks are used. 3) Each panel layout shall be approved by the Engineer-in-charge before proceeding with the work. 4)The rate shall include for cutting and planing each brick to the required size, inserting 8mm dia 200mm long steel bars at 300mm spacing at every tenth course, raking the joints in the masonry to 12mm or 15mm depth as required, and for protecting the masonry from falling cement and other stains, and for cleaning the bricks with water after the completion of the entire work. 5)The use of acid for cleaning is detrimental to the quality of the final finish and in case such cleaning with acid is required, an amount calculated at Rs. 5/- per square foot of surface area of exposed masonry shall be deducted from the Contractor's bills for the same and the work shall be carried out at his cost including supply of acid. Only dilute Hydrochloric acid shall be used in such case. | Cladding 50 x 100 x 300 bricks | Cladding 50 x 100 x 300 bricks | 115mm thick | 115mm thick | Stack Bond Curved | Stack Bond Curved |  |  |  |  | {"Masonry & Plaster":"1) The rates for all items below shall include for all leads and lifts upto 50m and for erection of scaffolding, ladders, platforms and staging required in the execution of the work. 2) The layout shall be marked as per the drawings, the first course completed and approved by authorised person before proceeding with the work. 3) The rates shall include for all tools and tackles required for the work, including cutting machines and their consumables, hacking or roughening the surface of conrete or other material for better bondage with the masonry, raking out joints to specified depth for plastering or pointing, soaking of bricks or blocks before laying, building in hold-fasts or other such inserts, joining new masonry with old masonry (including cutting toothing and applying cement slurry), providing reinforced concrete band of specified thickness (normall 75mm thick) at specified levels, and no additional charges shall be paid for any of these items. ","Exposed Wire-cut Brick Masonry":"1) Exposed masonry in wire-cut bricks of all shapes including curved walls and including various kinds of patterns and bonds such as soldier bonds etc. 2) Each panel shall be planned to ensure that the grooves are uniform throughout (both vertical as well as horizontal) and no half / broken bricks are used. 3) Each panel layout shall be approved by the Engineer-in-charge before proceeding with the work. 4)The rate shall include for cutting and planing each brick to the required size, inserting 8mm dia 200mm long steel bars at 300mm spacing at every tenth course, raking the joints in the masonry to 12mm or 15mm depth as required, and for protecting the masonry from falling cement and other stains, and for cleaning the bricks with water after the completion of the entire work. 5)The use of acid for cleaning is detrimental to the quality of the final finish and in case such cleaning with acid is required, an amount calculated at Rs. 5/- per square foot of surface area of exposed masonry shall be deducted from the Contractor's bills for the same and the work shall be carried out at his cost including supply of acid. Only dilute Hydrochloric acid shall be used in such case. ","Cladding 50 x 100 x 300 bricks":"Composite 50 x 100 x 300 bricks","115mm thick ":"230mm thick","Stack Bond Curved":"English Bond Flat","":"","":""}
Masonry & Plaster | 1) The rates for all items below shall include for all leads and lifts upto 50m and for erection of scaffolding, ladders, platforms and staging required in the execution of the work. 2) The layout shall be marked as per the drawings, the first course completed and approved by authorised person before proceeding with the work. 3) The rates shall include for all tools and tackles required for the work, including cutting machines and their consumables, hacking or roughening the surface of conrete or other material for better bondage with the masonry, raking out joints to specified depth for plastering or pointing, soaking of bricks or blocks before laying, building in hold-fasts or other such inserts, joining new masonry with old masonry (including cutting toothing and applying cement slurry), providing reinforced concrete band of specified thickness (normall 75mm thick) at specified levels, and no additional charges shall be paid for any of these items. | Exposed Wire-cut Brick Masonry | 1) Exposed masonry in wire-cut bricks of all shapes including curved walls and including various kinds of patterns and bonds such as soldier bonds etc. 2) Each panel shall be planned to ensure that the grooves are uniform throughout (both vertical as well as horizontal) and no half / broken bricks are used. 3) Each panel layout shall be approved by the Engineer-in-charge before proceeding with the work. 4)The rate shall include for cutting and planing each brick to the required size, inserting 8mm dia 200mm long steel bars at 300mm spacing at every tenth course, raking the joints in the masonry to 12mm or 15mm depth as required, and for protecting the masonry from falling cement and other stains, and for cleaning the bricks with water after the completion of the entire work. 5)The use of acid for cleaning is detrimental to the quality of the final finish and in case such cleaning with acid is required, an amount calculated at Rs. 5/- per square foot of surface area of exposed masonry shall be deducted from the Contractor's bills for the same and the work shall be carried out at his cost including supply of acid. Only dilute Hydrochloric acid shall be used in such case. | Cladding 50 x 100 x 300 bricks | Cladding 50 x 100 x 300 bricks | 115mm thick | 115mm thick | Vertical Bond | Vertical Bond |  |  |  |  | {"Masonry & Plaster":"1) The rates for all items below shall include for all leads and lifts upto 50m and for erection of scaffolding, ladders, platforms and staging required in the execution of the work. 2) The layout shall be marked as per the drawings, the first course completed and approved by authorised person before proceeding with the work. 3) The rates shall include for all tools and tackles required for the work, including cutting machines and their consumables, hacking or roughening the surface of conrete or other material for better bondage with the masonry, raking out joints to specified depth for plastering or pointing, soaking of bricks or blocks before laying, building in hold-fasts or other such inserts, joining new masonry with old masonry (including cutting toothing and applying cement slurry), providing reinforced concrete band of specified thickness (normall 75mm thick) at specified levels, and no additional charges shall be paid for any of these items. ","Exposed Wire-cut Brick Masonry":"1) Exposed masonry in wire-cut bricks of all shapes including curved walls and including various kinds of patterns and bonds such as soldier bonds etc. 2) Each panel shall be planned to ensure that the grooves are uniform throughout (both vertical as well as horizontal) and no half / broken bricks are used. 3) Each panel layout shall be approved by the Engineer-in-charge before proceeding with the work. 4)The rate shall include for cutting and planing each brick to the required size, inserting 8mm dia 200mm long steel bars at 300mm spacing at every tenth course, raking the joints in the masonry to 12mm or 15mm depth as required, and for protecting the masonry from falling cement and other stains, and for cleaning the bricks with water after the completion of the entire work. 5)The use of acid for cleaning is detrimental to the quality of the final finish and in case such cleaning with acid is required, an amount calculated at Rs. 5/- per square foot of surface area of exposed masonry shall be deducted from the Contractor's bills for the same and the work shall be carried out at his cost including supply of acid. Only dilute Hydrochloric acid shall be used in such case. ","Cladding 50 x 100 x 300 bricks":"Composite 50 x 100 x 300 bricks","115mm thick ":"230mm thick","Vertical Bond":"English Bond Sloping","":"","":""}
Masonry & Plaster | 1) The rates for all items below shall include for all leads and lifts upto 50m and for erection of scaffolding, ladders, platforms and staging required in the execution of the work. 2) The layout shall be marked as per the drawings, the first course completed and approved by authorised person before proceeding with the work. 3) The rates shall include for all tools and tackles required for the work, including cutting machines and their consumables, hacking or roughening the surface of conrete or other material for better bondage with the masonry, raking out joints to specified depth for plastering or pointing, soaking of bricks or blocks before laying, building in hold-fasts or other such inserts, joining new masonry with old masonry (including cutting toothing and applying cement slurry), providing reinforced concrete band of specified thickness (normall 75mm thick) at specified levels, and no additional charges shall be paid for any of these items. | Exposed Wire-cut Brick Masonry | 1) Exposed masonry in wire-cut bricks of all shapes including curved walls and including various kinds of patterns and bonds such as soldier bonds etc. 2) Each panel shall be planned to ensure that the grooves are uniform throughout (both vertical as well as horizontal) and no half / broken bricks are used. 3) Each panel layout shall be approved by the Engineer-in-charge before proceeding with the work. 4)The rate shall include for cutting and planing each brick to the required size, inserting 8mm dia 200mm long steel bars at 300mm spacing at every tenth course, raking the joints in the masonry to 12mm or 15mm depth as required, and for protecting the masonry from falling cement and other stains, and for cleaning the bricks with water after the completion of the entire work. 5)The use of acid for cleaning is detrimental to the quality of the final finish and in case such cleaning with acid is required, an amount calculated at Rs. 5/- per square foot of surface area of exposed masonry shall be deducted from the Contractor's bills for the same and the work shall be carried out at his cost including supply of acid. Only dilute Hydrochloric acid shall be used in such case. | Cladding 50 x 100 x 300 bricks | Cladding 50 x 100 x 300 bricks | 115mm thick | 115mm thick | Soldier Bond | Soldier Bond |  |  |  |  | {"Masonry & Plaster":"1) The rates for all items below shall include for all leads and lifts upto 50m and for erection of scaffolding, ladders, platforms and staging required in the execution of the work. 2) The layout shall be marked as per the drawings, the first course completed and approved by authorised person before proceeding with the work. 3) The rates shall include for all tools and tackles required for the work, including cutting machines and their consumables, hacking or roughening the surface of conrete or other material for better bondage with the masonry, raking out joints to specified depth for plastering or pointing, soaking of bricks or blocks before laying, building in hold-fasts or other such inserts, joining new masonry with old masonry (including cutting toothing and applying cement slurry), providing reinforced concrete band of specified thickness (normall 75mm thick) at specified levels, and no additional charges shall be paid for any of these items. ","Exposed Wire-cut Brick Masonry":"1) Exposed masonry in wire-cut bricks of all shapes including curved walls and including various kinds of patterns and bonds such as soldier bonds etc. 2) Each panel shall be planned to ensure that the grooves are uniform throughout (both vertical as well as horizontal) and no half / broken bricks are used. 3) Each panel layout shall be approved by the Engineer-in-charge before proceeding with the work. 4)The rate shall include for cutting and planing each brick to the required size, inserting 8mm dia 200mm long steel bars at 300mm spacing at every tenth course, raking the joints in the masonry to 12mm or 15mm depth as required, and for protecting the masonry from falling cement and other stains, and for cleaning the bricks with water after the completion of the entire work. 5)The use of acid for cleaning is detrimental to the quality of the final finish and in case such cleaning with acid is required, an amount calculated at Rs. 5/- per square foot of surface area of exposed masonry shall be deducted from the Contractor's bills for the same and the work shall be carried out at his cost including supply of acid. Only dilute Hydrochloric acid shall be used in such case. ","Cladding 50 x 100 x 300 bricks":"Composite 50 x 100 x 300 bricks","115mm thick ":"230mm thick","Soldier Bond":"English Bond Curved","":"","":""}
Masonry & Plaster | 1) The rates for all items below shall include for all leads and lifts upto 50m and for erection of scaffolding, ladders, platforms and staging required in the execution of the work. 2) The layout shall be marked as per the drawings, the first course completed and approved by authorised person before proceeding with the work. 3) The rates shall include for all tools and tackles required for the work, including cutting machines and their consumables, hacking or roughening the surface of conrete or other material for better bondage with the masonry, raking out joints to specified depth for plastering or pointing, soaking of bricks or blocks before laying, building in hold-fasts or other such inserts, joining new masonry with old masonry (including cutting toothing and applying cement slurry), providing reinforced concrete band of specified thickness (normall 75mm thick) at specified levels, and no additional charges shall be paid for any of these items. | Exposed Wire-cut Brick Masonry | 1) Exposed masonry in wire-cut bricks of all shapes including curved walls and including various kinds of patterns and bonds such as soldier bonds etc. 2) Each panel shall be planned to ensure that the grooves are uniform throughout (both vertical as well as horizontal) and no half / broken bricks are used. 3) Each panel layout shall be approved by the Engineer-in-charge before proceeding with the work. 4)The rate shall include for cutting and planing each brick to the required size, inserting 8mm dia 200mm long steel bars at 300mm spacing at every tenth course, raking the joints in the masonry to 12mm or 15mm depth as required, and for protecting the masonry from falling cement and other stains, and for cleaning the bricks with water after the completion of the entire work. 5)The use of acid for cleaning is detrimental to the quality of the final finish and in case such cleaning with acid is required, an amount calculated at Rs. 5/- per square foot of surface area of exposed masonry shall be deducted from the Contractor's bills for the same and the work shall be carried out at his cost including supply of acid. Only dilute Hydrochloric acid shall be used in such case. | Cladding 50 x 100 x 300 bricks | Cladding 50 x 100 x 300 bricks | 115mm thick | 115mm thick | Ruin Finish | Ruin Finish |  |  |  |  | {"Masonry & Plaster":"1) The rates for all items below shall include for all leads and lifts upto 50m and for erection of scaffolding, ladders, platforms and staging required in the execution of the work. 2) The layout shall be marked as per the drawings, the first course completed and approved by authorised person before proceeding with the work. 3) The rates shall include for all tools and tackles required for the work, including cutting machines and their consumables, hacking or roughening the surface of conrete or other material for better bondage with the masonry, raking out joints to specified depth for plastering or pointing, soaking of bricks or blocks before laying, building in hold-fasts or other such inserts, joining new masonry with old masonry (including cutting toothing and applying cement slurry), providing reinforced concrete band of specified thickness (normall 75mm thick) at specified levels, and no additional charges shall be paid for any of these items. ","Exposed Wire-cut Brick Masonry":"1) Exposed masonry in wire-cut bricks of all shapes including curved walls and including various kinds of patterns and bonds such as soldier bonds etc. 2) Each panel shall be planned to ensure that the grooves are uniform throughout (both vertical as well as horizontal) and no half / broken bricks are used. 3) Each panel layout shall be approved by the Engineer-in-charge before proceeding with the work. 4)The rate shall include for cutting and planing each brick to the required size, inserting 8mm dia 200mm long steel bars at 300mm spacing at every tenth course, raking the joints in the masonry to 12mm or 15mm depth as required, and for protecting the masonry from falling cement and other stains, and for cleaning the bricks with water after the completion of the entire work. 5)The use of acid for cleaning is detrimental to the quality of the final finish and in case such cleaning with acid is required, an amount calculated at Rs. 5/- per square foot of surface area of exposed masonry shall be deducted from the Contractor's bills for the same and the work shall be carried out at his cost including supply of acid. Only dilute Hydrochloric acid shall be used in such case. ","Cladding 50 x 100 x 300 bricks":"Composite 50 x 100 x 300 bricks","115mm thick ":"230mm thick","Ruin Finish":"Flemish Bond Flat","":"","":""}
Masonry & Plaster | 1) The rates for all items below shall include for all leads and lifts upto 50m and for erection of scaffolding, ladders, platforms and staging required in the execution of the work. 2) The layout shall be marked as per the drawings, the first course completed and approved by authorised person before proceeding with the work. 3) The rates shall include for all tools and tackles required for the work, including cutting machines and their consumables, hacking or roughening the surface of conrete or other material for better bondage with the masonry, raking out joints to specified depth for plastering or pointing, soaking of bricks or blocks before laying, building in hold-fasts or other such inserts, joining new masonry with old masonry (including cutting toothing and applying cement slurry), providing reinforced concrete band of specified thickness (normall 75mm thick) at specified levels, and no additional charges shall be paid for any of these items. | Exposed Wire-cut Brick Masonry | 1) Exposed masonry in wire-cut bricks of all shapes including curved walls and including various kinds of patterns and bonds such as soldier bonds etc. 2) Each panel shall be planned to ensure that the grooves are uniform throughout (both vertical as well as horizontal) and no half / broken bricks are used. 3) Each panel layout shall be approved by the Engineer-in-charge before proceeding with the work. 4)The rate shall include for cutting and planing each brick to the required size, inserting 8mm dia 200mm long steel bars at 300mm spacing at every tenth course, raking the joints in the masonry to 12mm or 15mm depth as required, and for protecting the masonry from falling cement and other stains, and for cleaning the bricks with water after the completion of the entire work. 5)The use of acid for cleaning is detrimental to the quality of the final finish and in case such cleaning with acid is required, an amount calculated at Rs. 5/- per square foot of surface area of exposed masonry shall be deducted from the Contractor's bills for the same and the work shall be carried out at his cost including supply of acid. Only dilute Hydrochloric acid shall be used in such case. | Composite 50 x 100 x 300 bricks | Composite 50 x 100 x 300 bricks | 230mm thick | 230mm thick | English Bond Flat | English Bond Flat |  |  |  |  | {"Masonry & Plaster":"1) The rates for all items below shall include for all leads and lifts upto 50m and for erection of scaffolding, ladders, platforms and staging required in the execution of the work. 2) The layout shall be marked as per the drawings, the first course completed and approved by authorised person before proceeding with the work. 3) The rates shall include for all tools and tackles required for the work, including cutting machines and their consumables, hacking or roughening the surface of conrete or other material for better bondage with the masonry, raking out joints to specified depth for plastering or pointing, soaking of bricks or blocks before laying, building in hold-fasts or other such inserts, joining new masonry with old masonry (including cutting toothing and applying cement slurry), providing reinforced concrete band of specified thickness (normall 75mm thick) at specified levels, and no additional charges shall be paid for any of these items. ","Exposed Wire-cut Brick Masonry":"1) Exposed masonry in wire-cut bricks of all shapes including curved walls and including various kinds of patterns and bonds such as soldier bonds etc. 2) Each panel shall be planned to ensure that the grooves are uniform throughout (both vertical as well as horizontal) and no half / broken bricks are used. 3) Each panel layout shall be approved by the Engineer-in-charge before proceeding with the work. 4)The rate shall include for cutting and planing each brick to the required size, inserting 8mm dia 200mm long steel bars at 300mm spacing at every tenth course, raking the joints in the masonry to 12mm or 15mm depth as required, and for protecting the masonry from falling cement and other stains, and for cleaning the bricks with water after the completion of the entire work. 5)The use of acid for cleaning is detrimental to the quality of the final finish and in case such cleaning with acid is required, an amount calculated at Rs. 5/- per square foot of surface area of exposed masonry shall be deducted from the Contractor's bills for the same and the work shall be carried out at his cost including supply of acid. Only dilute Hydrochloric acid shall be used in such case. ","Composite 50 x 100 x 300 bricks":"Composite 50 x 100 x 300 bricks","230mm thick ":"230mm thick","English Bond Flat":"Flemish Bond Sloping","":"","":""}
Masonry & Plaster | 1) The rates for all items below shall include for all leads and lifts upto 50m and for erection of scaffolding, ladders, platforms and staging required in the execution of the work. 2) The layout shall be marked as per the drawings, the first course completed and approved by authorised person before proceeding with the work. 3) The rates shall include for all tools and tackles required for the work, including cutting machines and their consumables, hacking or roughening the surface of conrete or other material for better bondage with the masonry, raking out joints to specified depth for plastering or pointing, soaking of bricks or blocks before laying, building in hold-fasts or other such inserts, joining new masonry with old masonry (including cutting toothing and applying cement slurry), providing reinforced concrete band of specified thickness (normall 75mm thick) at specified levels, and no additional charges shall be paid for any of these items. | Exposed Wire-cut Brick Masonry | 1) Exposed masonry in wire-cut bricks of all shapes including curved walls and including various kinds of patterns and bonds such as soldier bonds etc. 2) Each panel shall be planned to ensure that the grooves are uniform throughout (both vertical as well as horizontal) and no half / broken bricks are used. 3) Each panel layout shall be approved by the Engineer-in-charge before proceeding with the work. 4)The rate shall include for cutting and planing each brick to the required size, inserting 8mm dia 200mm long steel bars at 300mm spacing at every tenth course, raking the joints in the masonry to 12mm or 15mm depth as required, and for protecting the masonry from falling cement and other stains, and for cleaning the bricks with water after the completion of the entire work. 5)The use of acid for cleaning is detrimental to the quality of the final finish and in case such cleaning with acid is required, an amount calculated at Rs. 5/- per square foot of surface area of exposed masonry shall be deducted from the Contractor's bills for the same and the work shall be carried out at his cost including supply of acid. Only dilute Hydrochloric acid shall be used in such case. | Composite 50 x 100 x 300 bricks | Composite 50 x 100 x 300 bricks | 230mm thick | 230mm thick | English Bond Sloping | English Bond Sloping |  |  |  |  | {"Masonry & Plaster":"1) The rates for all items below shall include for all leads and lifts upto 50m and for erection of scaffolding, ladders, platforms and staging required in the execution of the work. 2) The layout shall be marked as per the drawings, the first course completed and approved by authorised person before proceeding with the work. 3) The rates shall include for all tools and tackles required for the work, including cutting machines and their consumables, hacking or roughening the surface of conrete or other material for better bondage with the masonry, raking out joints to specified depth for plastering or pointing, soaking of bricks or blocks before laying, building in hold-fasts or other such inserts, joining new masonry with old masonry (including cutting toothing and applying cement slurry), providing reinforced concrete band of specified thickness (normall 75mm thick) at specified levels, and no additional charges shall be paid for any of these items. ","Exposed Wire-cut Brick Masonry":"1) Exposed masonry in wire-cut bricks of all shapes including curved walls and including various kinds of patterns and bonds such as soldier bonds etc. 2) Each panel shall be planned to ensure that the grooves are uniform throughout (both vertical as well as horizontal) and no half / broken bricks are used. 3) Each panel layout shall be approved by the Engineer-in-charge before proceeding with the work. 4)The rate shall include for cutting and planing each brick to the required size, inserting 8mm dia 200mm long steel bars at 300mm spacing at every tenth course, raking the joints in the masonry to 12mm or 15mm depth as required, and for protecting the masonry from falling cement and other stains, and for cleaning the bricks with water after the completion of the entire work. 5)The use of acid for cleaning is detrimental to the quality of the final finish and in case such cleaning with acid is required, an amount calculated at Rs. 5/- per square foot of surface area of exposed masonry shall be deducted from the Contractor's bills for the same and the work shall be carried out at his cost including supply of acid. Only dilute Hydrochloric acid shall be used in such case. ","Composite 50 x 100 x 300 bricks":"Composite 50 x 100 x 300 bricks","230mm thick ":"230mm thick","English Bond Sloping":"Flemish Bond Curved","":"","":""}
Masonry & Plaster | 1) The rates for all items below shall include for all leads and lifts upto 50m and for erection of scaffolding, ladders, platforms and staging required in the execution of the work. 2) The layout shall be marked as per the drawings, the first course completed and approved by authorised person before proceeding with the work. 3) The rates shall include for all tools and tackles required for the work, including cutting machines and their consumables, hacking or roughening the surface of conrete or other material for better bondage with the masonry, raking out joints to specified depth for plastering or pointing, soaking of bricks or blocks before laying, building in hold-fasts or other such inserts, joining new masonry with old masonry (including cutting toothing and applying cement slurry), providing reinforced concrete band of specified thickness (normall 75mm thick) at specified levels, and no additional charges shall be paid for any of these items. | Exposed Wire-cut Brick Masonry | 1) Exposed masonry in wire-cut bricks of all shapes including curved walls and including various kinds of patterns and bonds such as soldier bonds etc. 2) Each panel shall be planned to ensure that the grooves are uniform throughout (both vertical as well as horizontal) and no half / broken bricks are used. 3) Each panel layout shall be approved by the Engineer-in-charge before proceeding with the work. 4)The rate shall include for cutting and planing each brick to the required size, inserting 8mm dia 200mm long steel bars at 300mm spacing at every tenth course, raking the joints in the masonry to 12mm or 15mm depth as required, and for protecting the masonry from falling cement and other stains, and for cleaning the bricks with water after the completion of the entire work. 5)The use of acid for cleaning is detrimental to the quality of the final finish and in case such cleaning with acid is required, an amount calculated at Rs. 5/- per square foot of surface area of exposed masonry shall be deducted from the Contractor's bills for the same and the work shall be carried out at his cost including supply of acid. Only dilute Hydrochloric acid shall be used in such case. | Composite 50 x 100 x 300 bricks | Composite 50 x 100 x 300 bricks | 230mm thick | 230mm thick | English Bond Curved | English Bond Curved |  |  |  |  | {"Masonry & Plaster":"1) The rates for all items below shall include for all leads and lifts upto 50m and for erection of scaffolding, ladders, platforms and staging required in the execution of the work. 2) The layout shall be marked as per the drawings, the first course completed and approved by authorised person before proceeding with the work. 3) The rates shall include for all tools and tackles required for the work, including cutting machines and their consumables, hacking or roughening the surface of conrete or other material for better bondage with the masonry, raking out joints to specified depth for plastering or pointing, soaking of bricks or blocks before laying, building in hold-fasts or other such inserts, joining new masonry with old masonry (including cutting toothing and applying cement slurry), providing reinforced concrete band of specified thickness (normall 75mm thick) at specified levels, and no additional charges shall be paid for any of these items. ","Exposed Wire-cut Brick Masonry":"1) Exposed masonry in wire-cut bricks of all shapes including curved walls and including various kinds of patterns and bonds such as soldier bonds etc. 2) Each panel shall be planned to ensure that the grooves are uniform throughout (both vertical as well as horizontal) and no half / broken bricks are used. 3) Each panel layout shall be approved by the Engineer-in-charge before proceeding with the work. 4)The rate shall include for cutting and planing each brick to the required size, inserting 8mm dia 200mm long steel bars at 300mm spacing at every tenth course, raking the joints in the masonry to 12mm or 15mm depth as required, and for protecting the masonry from falling cement and other stains, and for cleaning the bricks with water after the completion of the entire work. 5)The use of acid for cleaning is detrimental to the quality of the final finish and in case such cleaning with acid is required, an amount calculated at Rs. 5/- per square foot of surface area of exposed masonry shall be deducted from the Contractor's bills for the same and the work shall be carried out at his cost including supply of acid. Only dilute Hydrochloric acid shall be used in such case. ","Composite 50 x 100 x 300 bricks":"Composite 50 x 100 x 300 bricks","230mm thick ":"230mm thick","English Bond Curved":"Stack Bond Flat","":"","":""}
Masonry & Plaster | 1) The rates for all items below shall include for all leads and lifts upto 50m and for erection of scaffolding, ladders, platforms and staging required in the execution of the work. 2) The layout shall be marked as per the drawings, the first course completed and approved by authorised person before proceeding with the work. 3) The rates shall include for all tools and tackles required for the work, including cutting machines and their consumables, hacking or roughening the surface of conrete or other material for better bondage with the masonry, raking out joints to specified depth for plastering or pointing, soaking of bricks or blocks before laying, building in hold-fasts or other such inserts, joining new masonry with old masonry (including cutting toothing and applying cement slurry), providing reinforced concrete band of specified thickness (normall 75mm thick) at specified levels, and no additional charges shall be paid for any of these items. | Exposed Wire-cut Brick Masonry | 1) Exposed masonry in wire-cut bricks of all shapes including curved walls and including various kinds of patterns and bonds such as soldier bonds etc. 2) Each panel shall be planned to ensure that the grooves are uniform throughout (both vertical as well as horizontal) and no half / broken bricks are used. 3) Each panel layout shall be approved by the Engineer-in-charge before proceeding with the work. 4)The rate shall include for cutting and planing each brick to the required size, inserting 8mm dia 200mm long steel bars at 300mm spacing at every tenth course, raking the joints in the masonry to 12mm or 15mm depth as required, and for protecting the masonry from falling cement and other stains, and for cleaning the bricks with water after the completion of the entire work. 5)The use of acid for cleaning is detrimental to the quality of the final finish and in case such cleaning with acid is required, an amount calculated at Rs. 5/- per square foot of surface area of exposed masonry shall be deducted from the Contractor's bills for the same and the work shall be carried out at his cost including supply of acid. Only dilute Hydrochloric acid shall be used in such case. | Composite 50 x 100 x 300 bricks | Composite 50 x 100 x 300 bricks | 230mm thick | 230mm thick | Flemish Bond Flat | Flemish Bond Flat |  |  |  |  | {"Masonry & Plaster":"1) The rates for all items below shall include for all leads and lifts upto 50m and for erection of scaffolding, ladders, platforms and staging required in the execution of the work. 2) The layout shall be marked as per the drawings, the first course completed and approved by authorised person before proceeding with the work. 3) The rates shall include for all tools and tackles required for the work, including cutting machines and their consumables, hacking or roughening the surface of conrete or other material for better bondage with the masonry, raking out joints to specified depth for plastering or pointing, soaking of bricks or blocks before laying, building in hold-fasts or other such inserts, joining new masonry with old masonry (including cutting toothing and applying cement slurry), providing reinforced concrete band of specified thickness (normall 75mm thick) at specified levels, and no additional charges shall be paid for any of these items. ","Exposed Wire-cut Brick Masonry":"1) Exposed masonry in wire-cut bricks of all shapes including curved walls and including various kinds of patterns and bonds such as soldier bonds etc. 2) Each panel shall be planned to ensure that the grooves are uniform throughout (both vertical as well as horizontal) and no half / broken bricks are used. 3) Each panel layout shall be approved by the Engineer-in-charge before proceeding with the work. 4)The rate shall include for cutting and planing each brick to the required size, inserting 8mm dia 200mm long steel bars at 300mm spacing at every tenth course, raking the joints in the masonry to 12mm or 15mm depth as required, and for protecting the masonry from falling cement and other stains, and for cleaning the bricks with water after the completion of the entire work. 5)The use of acid for cleaning is detrimental to the quality of the final finish and in case such cleaning with acid is required, an amount calculated at Rs. 5/- per square foot of surface area of exposed masonry shall be deducted from the Contractor's bills for the same and the work shall be carried out at his cost including supply of acid. Only dilute Hydrochloric acid shall be used in such case. ","Composite 50 x 100 x 300 bricks":"Composite 50 x 100 x 300 bricks","230mm thick ":"230mm thick","Flemish Bond Flat":"Stack Bond Sloping","":"","":""}
Masonry & Plaster | 1) The rates for all items below shall include for all leads and lifts upto 50m and for erection of scaffolding, ladders, platforms and staging required in the execution of the work. 2) The layout shall be marked as per the drawings, the first course completed and approved by authorised person before proceeding with the work. 3) The rates shall include for all tools and tackles required for the work, including cutting machines and their consumables, hacking or roughening the surface of conrete or other material for better bondage with the masonry, raking out joints to specified depth for plastering or pointing, soaking of bricks or blocks before laying, building in hold-fasts or other such inserts, joining new masonry with old masonry (including cutting toothing and applying cement slurry), providing reinforced concrete band of specified thickness (normall 75mm thick) at specified levels, and no additional charges shall be paid for any of these items. | Exposed Wire-cut Brick Masonry | 1) Exposed masonry in wire-cut bricks of all shapes including curved walls and including various kinds of patterns and bonds such as soldier bonds etc. 2) Each panel shall be planned to ensure that the grooves are uniform throughout (both vertical as well as horizontal) and no half / broken bricks are used. 3) Each panel layout shall be approved by the Engineer-in-charge before proceeding with the work. 4)The rate shall include for cutting and planing each brick to the required size, inserting 8mm dia 200mm long steel bars at 300mm spacing at every tenth course, raking the joints in the masonry to 12mm or 15mm depth as required, and for protecting the masonry from falling cement and other stains, and for cleaning the bricks with water after the completion of the entire work. 5)The use of acid for cleaning is detrimental to the quality of the final finish and in case such cleaning with acid is required, an amount calculated at Rs. 5/- per square foot of surface area of exposed masonry shall be deducted from the Contractor's bills for the same and the work shall be carried out at his cost including supply of acid. Only dilute Hydrochloric acid shall be used in such case. | Composite 50 x 100 x 300 bricks | Composite 50 x 100 x 300 bricks | 230mm thick | 230mm thick | Flemish Bond Sloping | Flemish Bond Sloping |  |  |  |  | {"Masonry & Plaster":"1) The rates for all items below shall include for all leads and lifts upto 50m and for erection of scaffolding, ladders, platforms and staging required in the execution of the work. 2) The layout shall be marked as per the drawings, the first course completed and approved by authorised person before proceeding with the work. 3) The rates shall include for all tools and tackles required for the work, including cutting machines and their consumables, hacking or roughening the surface of conrete or other material for better bondage with the masonry, raking out joints to specified depth for plastering or pointing, soaking of bricks or blocks before laying, building in hold-fasts or other such inserts, joining new masonry with old masonry (including cutting toothing and applying cement slurry), providing reinforced concrete band of specified thickness (normall 75mm thick) at specified levels, and no additional charges shall be paid for any of these items. ","Exposed Wire-cut Brick Masonry":"1) Exposed masonry in wire-cut bricks of all shapes including curved walls and including various kinds of patterns and bonds such as soldier bonds etc. 2) Each panel shall be planned to ensure that the grooves are uniform throughout (both vertical as well as horizontal) and no half / broken bricks are used. 3) Each panel layout shall be approved by the Engineer-in-charge before proceeding with the work. 4)The rate shall include for cutting and planing each brick to the required size, inserting 8mm dia 200mm long steel bars at 300mm spacing at every tenth course, raking the joints in the masonry to 12mm or 15mm depth as required, and for protecting the masonry from falling cement and other stains, and for cleaning the bricks with water after the completion of the entire work. 5)The use of acid for cleaning is detrimental to the quality of the final finish and in case such cleaning with acid is required, an amount calculated at Rs. 5/- per square foot of surface area of exposed masonry shall be deducted from the Contractor's bills for the same and the work shall be carried out at his cost including supply of acid. Only dilute Hydrochloric acid shall be used in such case. ","Composite 50 x 100 x 300 bricks":"Composite 50 x 100 x 300 bricks","230mm thick ":"230mm thick","Flemish Bond Sloping":"Stack Bond Curved","":"","":""}
Masonry & Plaster | 1) The rates for all items below shall include for all leads and lifts upto 50m and for erection of scaffolding, ladders, platforms and staging required in the execution of the work. 2) The layout shall be marked as per the drawings, the first course completed and approved by authorised person before proceeding with the work. 3) The rates shall include for all tools and tackles required for the work, including cutting machines and their consumables, hacking or roughening the surface of conrete or other material for better bondage with the masonry, raking out joints to specified depth for plastering or pointing, soaking of bricks or blocks before laying, building in hold-fasts or other such inserts, joining new masonry with old masonry (including cutting toothing and applying cement slurry), providing reinforced concrete band of specified thickness (normall 75mm thick) at specified levels, and no additional charges shall be paid for any of these items. | Exposed Wire-cut Brick Masonry | 1) Exposed masonry in wire-cut bricks of all shapes including curved walls and including various kinds of patterns and bonds such as soldier bonds etc. 2) Each panel shall be planned to ensure that the grooves are uniform throughout (both vertical as well as horizontal) and no half / broken bricks are used. 3) Each panel layout shall be approved by the Engineer-in-charge before proceeding with the work. 4)The rate shall include for cutting and planing each brick to the required size, inserting 8mm dia 200mm long steel bars at 300mm spacing at every tenth course, raking the joints in the masonry to 12mm or 15mm depth as required, and for protecting the masonry from falling cement and other stains, and for cleaning the bricks with water after the completion of the entire work. 5)The use of acid for cleaning is detrimental to the quality of the final finish and in case such cleaning with acid is required, an amount calculated at Rs. 5/- per square foot of surface area of exposed masonry shall be deducted from the Contractor's bills for the same and the work shall be carried out at his cost including supply of acid. Only dilute Hydrochloric acid shall be used in such case. | Composite 50 x 100 x 300 bricks | Composite 50 x 100 x 300 bricks | 230mm thick | 230mm thick | Flemish Bond Curved | Flemish Bond Curved |  |  |  |  | {"Masonry & Plaster":"1) The rates for all items below shall include for all leads and lifts upto 50m and for erection of scaffolding, ladders, platforms and staging required in the execution of the work. 2) The layout shall be marked as per the drawings, the first course completed and approved by authorised person before proceeding with the work. 3) The rates shall include for all tools and tackles required for the work, including cutting machines and their consumables, hacking or roughening the surface of conrete or other material for better bondage with the masonry, raking out joints to specified depth for plastering or pointing, soaking of bricks or blocks before laying, building in hold-fasts or other such inserts, joining new masonry with old masonry (including cutting toothing and applying cement slurry), providing reinforced concrete band of specified thickness (normall 75mm thick) at specified levels, and no additional charges shall be paid for any of these items. ","Exposed Wire-cut Brick Masonry":"1) Exposed masonry in wire-cut bricks of all shapes including curved walls and including various kinds of patterns and bonds such as soldier bonds etc. 2) Each panel shall be planned to ensure that the grooves are uniform throughout (both vertical as well as horizontal) and no half / broken bricks are used. 3) Each panel layout shall be approved by the Engineer-in-charge before proceeding with the work. 4)The rate shall include for cutting and planing each brick to the required size, inserting 8mm dia 200mm long steel bars at 300mm spacing at every tenth course, raking the joints in the masonry to 12mm or 15mm depth as required, and for protecting the masonry from falling cement and other stains, and for cleaning the bricks with water after the completion of the entire work. 5)The use of acid for cleaning is detrimental to the quality of the final finish and in case such cleaning with acid is required, an amount calculated at Rs. 5/- per square foot of surface area of exposed masonry shall be deducted from the Contractor's bills for the same and the work shall be carried out at his cost including supply of acid. Only dilute Hydrochloric acid shall be used in such case. ","Composite 50 x 100 x 300 bricks":"Composite 50 x 100 x 300 bricks","230mm thick ":"230mm thick","Flemish Bond Curved":"Vertical Bond","":"","":""}
Masonry & Plaster | 1) The rates for all items below shall include for all leads and lifts upto 50m and for erection of scaffolding, ladders, platforms and staging required in the execution of the work. 2) The layout shall be marked as per the drawings, the first course completed and approved by authorised person before proceeding with the work. 3) The rates shall include for all tools and tackles required for the work, including cutting machines and their consumables, hacking or roughening the surface of conrete or other material for better bondage with the masonry, raking out joints to specified depth for plastering or pointing, soaking of bricks or blocks before laying, building in hold-fasts or other such inserts, joining new masonry with old masonry (including cutting toothing and applying cement slurry), providing reinforced concrete band of specified thickness (normall 75mm thick) at specified levels, and no additional charges shall be paid for any of these items. | Exposed Wire-cut Brick Masonry | 1) Exposed masonry in wire-cut bricks of all shapes including curved walls and including various kinds of patterns and bonds such as soldier bonds etc. 2) Each panel shall be planned to ensure that the grooves are uniform throughout (both vertical as well as horizontal) and no half / broken bricks are used. 3) Each panel layout shall be approved by the Engineer-in-charge before proceeding with the work. 4)The rate shall include for cutting and planing each brick to the required size, inserting 8mm dia 200mm long steel bars at 300mm spacing at every tenth course, raking the joints in the masonry to 12mm or 15mm depth as required, and for protecting the masonry from falling cement and other stains, and for cleaning the bricks with water after the completion of the entire work. 5)The use of acid for cleaning is detrimental to the quality of the final finish and in case such cleaning with acid is required, an amount calculated at Rs. 5/- per square foot of surface area of exposed masonry shall be deducted from the Contractor's bills for the same and the work shall be carried out at his cost including supply of acid. Only dilute Hydrochloric acid shall be used in such case. | Composite 50 x 100 x 300 bricks | Composite 50 x 100 x 300 bricks | 230mm thick | 230mm thick | Stack Bond Flat | Stack Bond Flat |  |  |  |  | {"Masonry & Plaster":"1) The rates for all items below shall include for all leads and lifts upto 50m and for erection of scaffolding, ladders, platforms and staging required in the execution of the work. 2) The layout shall be marked as per the drawings, the first course completed and approved by authorised person before proceeding with the work. 3) The rates shall include for all tools and tackles required for the work, including cutting machines and their consumables, hacking or roughening the surface of conrete or other material for better bondage with the masonry, raking out joints to specified depth for plastering or pointing, soaking of bricks or blocks before laying, building in hold-fasts or other such inserts, joining new masonry with old masonry (including cutting toothing and applying cement slurry), providing reinforced concrete band of specified thickness (normall 75mm thick) at specified levels, and no additional charges shall be paid for any of these items. ","Exposed Wire-cut Brick Masonry":"1) Exposed masonry in wire-cut bricks of all shapes including curved walls and including various kinds of patterns and bonds such as soldier bonds etc. 2) Each panel shall be planned to ensure that the grooves are uniform throughout (both vertical as well as horizontal) and no half / broken bricks are used. 3) Each panel layout shall be approved by the Engineer-in-charge before proceeding with the work. 4)The rate shall include for cutting and planing each brick to the required size, inserting 8mm dia 200mm long steel bars at 300mm spacing at every tenth course, raking the joints in the masonry to 12mm or 15mm depth as required, and for protecting the masonry from falling cement and other stains, and for cleaning the bricks with water after the completion of the entire work. 5)The use of acid for cleaning is detrimental to the quality of the final finish and in case such cleaning with acid is required, an amount calculated at Rs. 5/- per square foot of surface area of exposed masonry shall be deducted from the Contractor's bills for the same and the work shall be carried out at his cost including supply of acid. Only dilute Hydrochloric acid shall be used in such case. ","Composite 50 x 100 x 300 bricks":"Composite 50 x 100 x 300 bricks","230mm thick ":"230mm thick","Stack Bond Flat":"Soldier Bond","":"","":""}
Masonry & Plaster | 1) The rates for all items below shall include for all leads and lifts upto 50m and for erection of scaffolding, ladders, platforms and staging required in the execution of the work. 2) The layout shall be marked as per the drawings, the first course completed and approved by authorised person before proceeding with the work. 3) The rates shall include for all tools and tackles required for the work, including cutting machines and their consumables, hacking or roughening the surface of conrete or other material for better bondage with the masonry, raking out joints to specified depth for plastering or pointing, soaking of bricks or blocks before laying, building in hold-fasts or other such inserts, joining new masonry with old masonry (including cutting toothing and applying cement slurry), providing reinforced concrete band of specified thickness (normall 75mm thick) at specified levels, and no additional charges shall be paid for any of these items. | Exposed Wire-cut Brick Masonry | 1) Exposed masonry in wire-cut bricks of all shapes including curved walls and including various kinds of patterns and bonds such as soldier bonds etc. 2) Each panel shall be planned to ensure that the grooves are uniform throughout (both vertical as well as horizontal) and no half / broken bricks are used. 3) Each panel layout shall be approved by the Engineer-in-charge before proceeding with the work. 4)The rate shall include for cutting and planing each brick to the required size, inserting 8mm dia 200mm long steel bars at 300mm spacing at every tenth course, raking the joints in the masonry to 12mm or 15mm depth as required, and for protecting the masonry from falling cement and other stains, and for cleaning the bricks with water after the completion of the entire work. 5)The use of acid for cleaning is detrimental to the quality of the final finish and in case such cleaning with acid is required, an amount calculated at Rs. 5/- per square foot of surface area of exposed masonry shall be deducted from the Contractor's bills for the same and the work shall be carried out at his cost including supply of acid. Only dilute Hydrochloric acid shall be used in such case. | Composite 50 x 100 x 300 bricks | Composite 50 x 100 x 300 bricks | 230mm thick | 230mm thick | Stack Bond Sloping | Stack Bond Sloping |  |  |  |  | {"Masonry & Plaster":"1) The rates for all items below shall include for all leads and lifts upto 50m and for erection of scaffolding, ladders, platforms and staging required in the execution of the work. 2) The layout shall be marked as per the drawings, the first course completed and approved by authorised person before proceeding with the work. 3) The rates shall include for all tools and tackles required for the work, including cutting machines and their consumables, hacking or roughening the surface of conrete or other material for better bondage with the masonry, raking out joints to specified depth for plastering or pointing, soaking of bricks or blocks before laying, building in hold-fasts or other such inserts, joining new masonry with old masonry (including cutting toothing and applying cement slurry), providing reinforced concrete band of specified thickness (normall 75mm thick) at specified levels, and no additional charges shall be paid for any of these items. ","Exposed Wire-cut Brick Masonry":"1) Exposed masonry in wire-cut bricks of all shapes including curved walls and including various kinds of patterns and bonds such as soldier bonds etc. 2) Each panel shall be planned to ensure that the grooves are uniform throughout (both vertical as well as horizontal) and no half / broken bricks are used. 3) Each panel layout shall be approved by the Engineer-in-charge before proceeding with the work. 4)The rate shall include for cutting and planing each brick to the required size, inserting 8mm dia 200mm long steel bars at 300mm spacing at every tenth course, raking the joints in the masonry to 12mm or 15mm depth as required, and for protecting the masonry from falling cement and other stains, and for cleaning the bricks with water after the completion of the entire work. 5)The use of acid for cleaning is detrimental to the quality of the final finish and in case such cleaning with acid is required, an amount calculated at Rs. 5/- per square foot of surface area of exposed masonry shall be deducted from the Contractor's bills for the same and the work shall be carried out at his cost including supply of acid. Only dilute Hydrochloric acid shall be used in such case. ","Composite 50 x 100 x 300 bricks":"Composite 50 x 100 x 300 bricks","230mm thick ":"230mm thick","Stack Bond Sloping":"Ruin Finish","":"","":""}
Masonry & Plaster | 1) The rates for all items below shall include for all leads and lifts upto 50m and for erection of scaffolding, ladders, platforms and staging required in the execution of the work. 2) The layout shall be marked as per the drawings, the first course completed and approved by authorised person before proceeding with the work. 3) The rates shall include for all tools and tackles required for the work, including cutting machines and their consumables, hacking or roughening the surface of conrete or other material for better bondage with the masonry, raking out joints to specified depth for plastering or pointing, soaking of bricks or blocks before laying, building in hold-fasts or other such inserts, joining new masonry with old masonry (including cutting toothing and applying cement slurry), providing reinforced concrete band of specified thickness (normall 75mm thick) at specified levels, and no additional charges shall be paid for any of these items. | Exposed Wire-cut Brick Masonry | 1) Exposed masonry in wire-cut bricks of all shapes including curved walls and including various kinds of patterns and bonds such as soldier bonds etc. 2) Each panel shall be planned to ensure that the grooves are uniform throughout (both vertical as well as horizontal) and no half / broken bricks are used. 3) Each panel layout shall be approved by the Engineer-in-charge before proceeding with the work. 4)The rate shall include for cutting and planing each brick to the required size, inserting 8mm dia 200mm long steel bars at 300mm spacing at every tenth course, raking the joints in the masonry to 12mm or 15mm depth as required, and for protecting the masonry from falling cement and other stains, and for cleaning the bricks with water after the completion of the entire work. 5)The use of acid for cleaning is detrimental to the quality of the final finish and in case such cleaning with acid is required, an amount calculated at Rs. 5/- per square foot of surface area of exposed masonry shall be deducted from the Contractor's bills for the same and the work shall be carried out at his cost including supply of acid. Only dilute Hydrochloric acid shall be used in such case. | Composite 50 x 100 x 300 bricks | Composite 50 x 100 x 300 bricks | 230mm thick | 230mm thick | Stack Bond Curved | Stack Bond Curved |  |  |  |  | {"Masonry & Plaster":"1) The rates for all items below shall include for all leads and lifts upto 50m and for erection of scaffolding, ladders, platforms and staging required in the execution of the work. 2) The layout shall be marked as per the drawings, the first course completed and approved by authorised person before proceeding with the work. 3) The rates shall include for all tools and tackles required for the work, including cutting machines and their consumables, hacking or roughening the surface of conrete or other material for better bondage with the masonry, raking out joints to specified depth for plastering or pointing, soaking of bricks or blocks before laying, building in hold-fasts or other such inserts, joining new masonry with old masonry (including cutting toothing and applying cement slurry), providing reinforced concrete band of specified thickness (normall 75mm thick) at specified levels, and no additional charges shall be paid for any of these items. ","Exposed Wire-cut Brick Masonry":"1) Exposed masonry in wire-cut bricks of all shapes including curved walls and including various kinds of patterns and bonds such as soldier bonds etc. 2) Each panel shall be planned to ensure that the grooves are uniform throughout (both vertical as well as horizontal) and no half / broken bricks are used. 3) Each panel layout shall be approved by the Engineer-in-charge before proceeding with the work. 4)The rate shall include for cutting and planing each brick to the required size, inserting 8mm dia 200mm long steel bars at 300mm spacing at every tenth course, raking the joints in the masonry to 12mm or 15mm depth as required, and for protecting the masonry from falling cement and other stains, and for cleaning the bricks with water after the completion of the entire work. 5)The use of acid for cleaning is detrimental to the quality of the final finish and in case such cleaning with acid is required, an amount calculated at Rs. 5/- per square foot of surface area of exposed masonry shall be deducted from the Contractor's bills for the same and the work shall be carried out at his cost including supply of acid. Only dilute Hydrochloric acid shall be used in such case. ","Composite 50 x 100 x 300 bricks":"One Side Composite 50 x 100 x 300 bricks","230mm thick ":"345mm thick","Stack Bond Curved":"English Bond Flat","":"","":""}
Masonry & Plaster | 1) The rates for all items below shall include for all leads and lifts upto 50m and for erection of scaffolding, ladders, platforms and staging required in the execution of the work. 2) The layout shall be marked as per the drawings, the first course completed and approved by authorised person before proceeding with the work. 3) The rates shall include for all tools and tackles required for the work, including cutting machines and their consumables, hacking or roughening the surface of conrete or other material for better bondage with the masonry, raking out joints to specified depth for plastering or pointing, soaking of bricks or blocks before laying, building in hold-fasts or other such inserts, joining new masonry with old masonry (including cutting toothing and applying cement slurry), providing reinforced concrete band of specified thickness (normall 75mm thick) at specified levels, and no additional charges shall be paid for any of these items. | Exposed Wire-cut Brick Masonry | 1) Exposed masonry in wire-cut bricks of all shapes including curved walls and including various kinds of patterns and bonds such as soldier bonds etc. 2) Each panel shall be planned to ensure that the grooves are uniform throughout (both vertical as well as horizontal) and no half / broken bricks are used. 3) Each panel layout shall be approved by the Engineer-in-charge before proceeding with the work. 4)The rate shall include for cutting and planing each brick to the required size, inserting 8mm dia 200mm long steel bars at 300mm spacing at every tenth course, raking the joints in the masonry to 12mm or 15mm depth as required, and for protecting the masonry from falling cement and other stains, and for cleaning the bricks with water after the completion of the entire work. 5)The use of acid for cleaning is detrimental to the quality of the final finish and in case such cleaning with acid is required, an amount calculated at Rs. 5/- per square foot of surface area of exposed masonry shall be deducted from the Contractor's bills for the same and the work shall be carried out at his cost including supply of acid. Only dilute Hydrochloric acid shall be used in such case. | Composite 50 x 100 x 300 bricks | Composite 50 x 100 x 300 bricks | 230mm thick | 230mm thick | Vertical Bond | Vertical Bond |  |  |  |  | {"Masonry & Plaster":"1) The rates for all items below shall include for all leads and lifts upto 50m and for erection of scaffolding, ladders, platforms and staging required in the execution of the work. 2) The layout shall be marked as per the drawings, the first course completed and approved by authorised person before proceeding with the work. 3) The rates shall include for all tools and tackles required for the work, including cutting machines and their consumables, hacking or roughening the surface of conrete or other material for better bondage with the masonry, raking out joints to specified depth for plastering or pointing, soaking of bricks or blocks before laying, building in hold-fasts or other such inserts, joining new masonry with old masonry (including cutting toothing and applying cement slurry), providing reinforced concrete band of specified thickness (normall 75mm thick) at specified levels, and no additional charges shall be paid for any of these items. ","Exposed Wire-cut Brick Masonry":"1) Exposed masonry in wire-cut bricks of all shapes including curved walls and including various kinds of patterns and bonds such as soldier bonds etc. 2) Each panel shall be planned to ensure that the grooves are uniform throughout (both vertical as well as horizontal) and no half / broken bricks are used. 3) Each panel layout shall be approved by the Engineer-in-charge before proceeding with the work. 4)The rate shall include for cutting and planing each brick to the required size, inserting 8mm dia 200mm long steel bars at 300mm spacing at every tenth course, raking the joints in the masonry to 12mm or 15mm depth as required, and for protecting the masonry from falling cement and other stains, and for cleaning the bricks with water after the completion of the entire work. 5)The use of acid for cleaning is detrimental to the quality of the final finish and in case such cleaning with acid is required, an amount calculated at Rs. 5/- per square foot of surface area of exposed masonry shall be deducted from the Contractor's bills for the same and the work shall be carried out at his cost including supply of acid. Only dilute Hydrochloric acid shall be used in such case. ","Composite 50 x 100 x 300 bricks":"One Side Composite 50 x 100 x 300 bricks","230mm thick ":"345mm thick","Vertical Bond":"English Bond Sloping","":"","":""}
Masonry & Plaster | 1) The rates for all items below shall include for all leads and lifts upto 50m and for erection of scaffolding, ladders, platforms and staging required in the execution of the work. 2) The layout shall be marked as per the drawings, the first course completed and approved by authorised person before proceeding with the work. 3) The rates shall include for all tools and tackles required for the work, including cutting machines and their consumables, hacking or roughening the surface of conrete or other material for better bondage with the masonry, raking out joints to specified depth for plastering or pointing, soaking of bricks or blocks before laying, building in hold-fasts or other such inserts, joining new masonry with old masonry (including cutting toothing and applying cement slurry), providing reinforced concrete band of specified thickness (normall 75mm thick) at specified levels, and no additional charges shall be paid for any of these items. | Exposed Wire-cut Brick Masonry | 1) Exposed masonry in wire-cut bricks of all shapes including curved walls and including various kinds of patterns and bonds such as soldier bonds etc. 2) Each panel shall be planned to ensure that the grooves are uniform throughout (both vertical as well as horizontal) and no half / broken bricks are used. 3) Each panel layout shall be approved by the Engineer-in-charge before proceeding with the work. 4)The rate shall include for cutting and planing each brick to the required size, inserting 8mm dia 200mm long steel bars at 300mm spacing at every tenth course, raking the joints in the masonry to 12mm or 15mm depth as required, and for protecting the masonry from falling cement and other stains, and for cleaning the bricks with water after the completion of the entire work. 5)The use of acid for cleaning is detrimental to the quality of the final finish and in case such cleaning with acid is required, an amount calculated at Rs. 5/- per square foot of surface area of exposed masonry shall be deducted from the Contractor's bills for the same and the work shall be carried out at his cost including supply of acid. Only dilute Hydrochloric acid shall be used in such case. | Composite 50 x 100 x 300 bricks | Composite 50 x 100 x 300 bricks | 230mm thick | 230mm thick | Soldier Bond | Soldier Bond |  |  |  |  | {"Masonry & Plaster":"1) The rates for all items below shall include for all leads and lifts upto 50m and for erection of scaffolding, ladders, platforms and staging required in the execution of the work. 2) The layout shall be marked as per the drawings, the first course completed and approved by authorised person before proceeding with the work. 3) The rates shall include for all tools and tackles required for the work, including cutting machines and their consumables, hacking or roughening the surface of conrete or other material for better bondage with the masonry, raking out joints to specified depth for plastering or pointing, soaking of bricks or blocks before laying, building in hold-fasts or other such inserts, joining new masonry with old masonry (including cutting toothing and applying cement slurry), providing reinforced concrete band of specified thickness (normall 75mm thick) at specified levels, and no additional charges shall be paid for any of these items. ","Exposed Wire-cut Brick Masonry":"1) Exposed masonry in wire-cut bricks of all shapes including curved walls and including various kinds of patterns and bonds such as soldier bonds etc. 2) Each panel shall be planned to ensure that the grooves are uniform throughout (both vertical as well as horizontal) and no half / broken bricks are used. 3) Each panel layout shall be approved by the Engineer-in-charge before proceeding with the work. 4)The rate shall include for cutting and planing each brick to the required size, inserting 8mm dia 200mm long steel bars at 300mm spacing at every tenth course, raking the joints in the masonry to 12mm or 15mm depth as required, and for protecting the masonry from falling cement and other stains, and for cleaning the bricks with water after the completion of the entire work. 5)The use of acid for cleaning is detrimental to the quality of the final finish and in case such cleaning with acid is required, an amount calculated at Rs. 5/- per square foot of surface area of exposed masonry shall be deducted from the Contractor's bills for the same and the work shall be carried out at his cost including supply of acid. Only dilute Hydrochloric acid shall be used in such case. ","Composite 50 x 100 x 300 bricks":"One Side Composite 50 x 100 x 300 bricks","230mm thick ":"345mm thick","Soldier Bond":"English Bond Curved","":"","":""}
Masonry & Plaster | 1) The rates for all items below shall include for all leads and lifts upto 50m and for erection of scaffolding, ladders, platforms and staging required in the execution of the work. 2) The layout shall be marked as per the drawings, the first course completed and approved by authorised person before proceeding with the work. 3) The rates shall include for all tools and tackles required for the work, including cutting machines and their consumables, hacking or roughening the surface of conrete or other material for better bondage with the masonry, raking out joints to specified depth for plastering or pointing, soaking of bricks or blocks before laying, building in hold-fasts or other such inserts, joining new masonry with old masonry (including cutting toothing and applying cement slurry), providing reinforced concrete band of specified thickness (normall 75mm thick) at specified levels, and no additional charges shall be paid for any of these items. | Exposed Wire-cut Brick Masonry | 1) Exposed masonry in wire-cut bricks of all shapes including curved walls and including various kinds of patterns and bonds such as soldier bonds etc. 2) Each panel shall be planned to ensure that the grooves are uniform throughout (both vertical as well as horizontal) and no half / broken bricks are used. 3) Each panel layout shall be approved by the Engineer-in-charge before proceeding with the work. 4)The rate shall include for cutting and planing each brick to the required size, inserting 8mm dia 200mm long steel bars at 300mm spacing at every tenth course, raking the joints in the masonry to 12mm or 15mm depth as required, and for protecting the masonry from falling cement and other stains, and for cleaning the bricks with water after the completion of the entire work. 5)The use of acid for cleaning is detrimental to the quality of the final finish and in case such cleaning with acid is required, an amount calculated at Rs. 5/- per square foot of surface area of exposed masonry shall be deducted from the Contractor's bills for the same and the work shall be carried out at his cost including supply of acid. Only dilute Hydrochloric acid shall be used in such case. | Composite 50 x 100 x 300 bricks | Composite 50 x 100 x 300 bricks | 230mm thick | 230mm thick | Ruin Finish | Ruin Finish |  |  |  |  | {"Masonry & Plaster":"1) The rates for all items below shall include for all leads and lifts upto 50m and for erection of scaffolding, ladders, platforms and staging required in the execution of the work. 2) The layout shall be marked as per the drawings, the first course completed and approved by authorised person before proceeding with the work. 3) The rates shall include for all tools and tackles required for the work, including cutting machines and their consumables, hacking or roughening the surface of conrete or other material for better bondage with the masonry, raking out joints to specified depth for plastering or pointing, soaking of bricks or blocks before laying, building in hold-fasts or other such inserts, joining new masonry with old masonry (including cutting toothing and applying cement slurry), providing reinforced concrete band of specified thickness (normall 75mm thick) at specified levels, and no additional charges shall be paid for any of these items. ","Exposed Wire-cut Brick Masonry":"1) Exposed masonry in wire-cut bricks of all shapes including curved walls and including various kinds of patterns and bonds such as soldier bonds etc. 2) Each panel shall be planned to ensure that the grooves are uniform throughout (both vertical as well as horizontal) and no half / broken bricks are used. 3) Each panel layout shall be approved by the Engineer-in-charge before proceeding with the work. 4)The rate shall include for cutting and planing each brick to the required size, inserting 8mm dia 200mm long steel bars at 300mm spacing at every tenth course, raking the joints in the masonry to 12mm or 15mm depth as required, and for protecting the masonry from falling cement and other stains, and for cleaning the bricks with water after the completion of the entire work. 5)The use of acid for cleaning is detrimental to the quality of the final finish and in case such cleaning with acid is required, an amount calculated at Rs. 5/- per square foot of surface area of exposed masonry shall be deducted from the Contractor's bills for the same and the work shall be carried out at his cost including supply of acid. Only dilute Hydrochloric acid shall be used in such case. ","Composite 50 x 100 x 300 bricks":"One Side Composite 50 x 100 x 300 bricks","230mm thick ":"345mm thick","Ruin Finish":"Flemish Bond Flat","":"","":""}
Masonry & Plaster | 1) The rates for all items below shall include for all leads and lifts upto 50m and for erection of scaffolding, ladders, platforms and staging required in the execution of the work. 2) The layout shall be marked as per the drawings, the first course completed and approved by authorised person before proceeding with the work. 3) The rates shall include for all tools and tackles required for the work, including cutting machines and their consumables, hacking or roughening the surface of conrete or other material for better bondage with the masonry, raking out joints to specified depth for plastering or pointing, soaking of bricks or blocks before laying, building in hold-fasts or other such inserts, joining new masonry with old masonry (including cutting toothing and applying cement slurry), providing reinforced concrete band of specified thickness (normall 75mm thick) at specified levels, and no additional charges shall be paid for any of these items. | Exposed Wire-cut Brick Masonry | 1) Exposed masonry in wire-cut bricks of all shapes including curved walls and including various kinds of patterns and bonds such as soldier bonds etc. 2) Each panel shall be planned to ensure that the grooves are uniform throughout (both vertical as well as horizontal) and no half / broken bricks are used. 3) Each panel layout shall be approved by the Engineer-in-charge before proceeding with the work. 4)The rate shall include for cutting and planing each brick to the required size, inserting 8mm dia 200mm long steel bars at 300mm spacing at every tenth course, raking the joints in the masonry to 12mm or 15mm depth as required, and for protecting the masonry from falling cement and other stains, and for cleaning the bricks with water after the completion of the entire work. 5)The use of acid for cleaning is detrimental to the quality of the final finish and in case such cleaning with acid is required, an amount calculated at Rs. 5/- per square foot of surface area of exposed masonry shall be deducted from the Contractor's bills for the same and the work shall be carried out at his cost including supply of acid. Only dilute Hydrochloric acid shall be used in such case. | One Side Composite 50 x 100 x 300 bricks | One Side Composite 50 x 100 x 300 bricks | 345mm thick | 345mm thick | English Bond Flat | English Bond Flat |  |  |  |  | {"Masonry & Plaster":"1) The rates for all items below shall include for all leads and lifts upto 50m and for erection of scaffolding, ladders, platforms and staging required in the execution of the work. 2) The layout shall be marked as per the drawings, the first course completed and approved by authorised person before proceeding with the work. 3) The rates shall include for all tools and tackles required for the work, including cutting machines and their consumables, hacking or roughening the surface of conrete or other material for better bondage with the masonry, raking out joints to specified depth for plastering or pointing, soaking of bricks or blocks before laying, building in hold-fasts or other such inserts, joining new masonry with old masonry (including cutting toothing and applying cement slurry), providing reinforced concrete band of specified thickness (normall 75mm thick) at specified levels, and no additional charges shall be paid for any of these items. ","Exposed Wire-cut Brick Masonry":"1) Exposed masonry in wire-cut bricks of all shapes including curved walls and including various kinds of patterns and bonds such as soldier bonds etc. 2) Each panel shall be planned to ensure that the grooves are uniform throughout (both vertical as well as horizontal) and no half / broken bricks are used. 3) Each panel layout shall be approved by the Engineer-in-charge before proceeding with the work. 4)The rate shall include for cutting and planing each brick to the required size, inserting 8mm dia 200mm long steel bars at 300mm spacing at every tenth course, raking the joints in the masonry to 12mm or 15mm depth as required, and for protecting the masonry from falling cement and other stains, and for cleaning the bricks with water after the completion of the entire work. 5)The use of acid for cleaning is detrimental to the quality of the final finish and in case such cleaning with acid is required, an amount calculated at Rs. 5/- per square foot of surface area of exposed masonry shall be deducted from the Contractor's bills for the same and the work shall be carried out at his cost including supply of acid. Only dilute Hydrochloric acid shall be used in such case. ","One Side Composite 50 x 100 x 300 bricks":"One Side Composite 50 x 100 x 300 bricks","345mm thick ":"345mm thick","English Bond Flat":"Flemish Bond Sloping","":"","":""}
Masonry & Plaster | 1) The rates for all items below shall include for all leads and lifts upto 50m and for erection of scaffolding, ladders, platforms and staging required in the execution of the work. 2) The layout shall be marked as per the drawings, the first course completed and approved by authorised person before proceeding with the work. 3) The rates shall include for all tools and tackles required for the work, including cutting machines and their consumables, hacking or roughening the surface of conrete or other material for better bondage with the masonry, raking out joints to specified depth for plastering or pointing, soaking of bricks or blocks before laying, building in hold-fasts or other such inserts, joining new masonry with old masonry (including cutting toothing and applying cement slurry), providing reinforced concrete band of specified thickness (normall 75mm thick) at specified levels, and no additional charges shall be paid for any of these items. | Exposed Wire-cut Brick Masonry | 1) Exposed masonry in wire-cut bricks of all shapes including curved walls and including various kinds of patterns and bonds such as soldier bonds etc. 2) Each panel shall be planned to ensure that the grooves are uniform throughout (both vertical as well as horizontal) and no half / broken bricks are used. 3) Each panel layout shall be approved by the Engineer-in-charge before proceeding with the work. 4)The rate shall include for cutting and planing each brick to the required size, inserting 8mm dia 200mm long steel bars at 300mm spacing at every tenth course, raking the joints in the masonry to 12mm or 15mm depth as required, and for protecting the masonry from falling cement and other stains, and for cleaning the bricks with water after the completion of the entire work. 5)The use of acid for cleaning is detrimental to the quality of the final finish and in case such cleaning with acid is required, an amount calculated at Rs. 5/- per square foot of surface area of exposed masonry shall be deducted from the Contractor's bills for the same and the work shall be carried out at his cost including supply of acid. Only dilute Hydrochloric acid shall be used in such case. | One Side Composite 50 x 100 x 300 bricks | One Side Composite 50 x 100 x 300 bricks | 345mm thick | 345mm thick | English Bond Sloping | English Bond Sloping |  |  |  |  | {"Masonry & Plaster":"1) The rates for all items below shall include for all leads and lifts upto 50m and for erection of scaffolding, ladders, platforms and staging required in the execution of the work. 2) The layout shall be marked as per the drawings, the first course completed and approved by authorised person before proceeding with the work. 3) The rates shall include for all tools and tackles required for the work, including cutting machines and their consumables, hacking or roughening the surface of conrete or other material for better bondage with the masonry, raking out joints to specified depth for plastering or pointing, soaking of bricks or blocks before laying, building in hold-fasts or other such inserts, joining new masonry with old masonry (including cutting toothing and applying cement slurry), providing reinforced concrete band of specified thickness (normall 75mm thick) at specified levels, and no additional charges shall be paid for any of these items. ","Exposed Wire-cut Brick Masonry":"1) Exposed masonry in wire-cut bricks of all shapes including curved walls and including various kinds of patterns and bonds such as soldier bonds etc. 2) Each panel shall be planned to ensure that the grooves are uniform throughout (both vertical as well as horizontal) and no half / broken bricks are used. 3) Each panel layout shall be approved by the Engineer-in-charge before proceeding with the work. 4)The rate shall include for cutting and planing each brick to the required size, inserting 8mm dia 200mm long steel bars at 300mm spacing at every tenth course, raking the joints in the masonry to 12mm or 15mm depth as required, and for protecting the masonry from falling cement and other stains, and for cleaning the bricks with water after the completion of the entire work. 5)The use of acid for cleaning is detrimental to the quality of the final finish and in case such cleaning with acid is required, an amount calculated at Rs. 5/- per square foot of surface area of exposed masonry shall be deducted from the Contractor's bills for the same and the work shall be carried out at his cost including supply of acid. Only dilute Hydrochloric acid shall be used in such case. ","One Side Composite 50 x 100 x 300 bricks":"One Side Composite 50 x 100 x 300 bricks","345mm thick ":"345mm thick","English Bond Sloping":"Flemish Bond Curved","":"","":""}
Masonry & Plaster | 1) The rates for all items below shall include for all leads and lifts upto 50m and for erection of scaffolding, ladders, platforms and staging required in the execution of the work. 2) The layout shall be marked as per the drawings, the first course completed and approved by authorised person before proceeding with the work. 3) The rates shall include for all tools and tackles required for the work, including cutting machines and their consumables, hacking or roughening the surface of conrete or other material for better bondage with the masonry, raking out joints to specified depth for plastering or pointing, soaking of bricks or blocks before laying, building in hold-fasts or other such inserts, joining new masonry with old masonry (including cutting toothing and applying cement slurry), providing reinforced concrete band of specified thickness (normall 75mm thick) at specified levels, and no additional charges shall be paid for any of these items. | Exposed Wire-cut Brick Masonry | 1) Exposed masonry in wire-cut bricks of all shapes including curved walls and including various kinds of patterns and bonds such as soldier bonds etc. 2) Each panel shall be planned to ensure that the grooves are uniform throughout (both vertical as well as horizontal) and no half / broken bricks are used. 3) Each panel layout shall be approved by the Engineer-in-charge before proceeding with the work. 4)The rate shall include for cutting and planing each brick to the required size, inserting 8mm dia 200mm long steel bars at 300mm spacing at every tenth course, raking the joints in the masonry to 12mm or 15mm depth as required, and for protecting the masonry from falling cement and other stains, and for cleaning the bricks with water after the completion of the entire work. 5)The use of acid for cleaning is detrimental to the quality of the final finish and in case such cleaning with acid is required, an amount calculated at Rs. 5/- per square foot of surface area of exposed masonry shall be deducted from the Contractor's bills for the same and the work shall be carried out at his cost including supply of acid. Only dilute Hydrochloric acid shall be used in such case. | One Side Composite 50 x 100 x 300 bricks | One Side Composite 50 x 100 x 300 bricks | 345mm thick | 345mm thick | English Bond Curved | English Bond Curved |  |  |  |  | {"Masonry & Plaster":"1) The rates for all items below shall include for all leads and lifts upto 50m and for erection of scaffolding, ladders, platforms and staging required in the execution of the work. 2) The layout shall be marked as per the drawings, the first course completed and approved by authorised person before proceeding with the work. 3) The rates shall include for all tools and tackles required for the work, including cutting machines and their consumables, hacking or roughening the surface of conrete or other material for better bondage with the masonry, raking out joints to specified depth for plastering or pointing, soaking of bricks or blocks before laying, building in hold-fasts or other such inserts, joining new masonry with old masonry (including cutting toothing and applying cement slurry), providing reinforced concrete band of specified thickness (normall 75mm thick) at specified levels, and no additional charges shall be paid for any of these items. ","Exposed Wire-cut Brick Masonry":"1) Exposed masonry in wire-cut bricks of all shapes including curved walls and including various kinds of patterns and bonds such as soldier bonds etc. 2) Each panel shall be planned to ensure that the grooves are uniform throughout (both vertical as well as horizontal) and no half / broken bricks are used. 3) Each panel layout shall be approved by the Engineer-in-charge before proceeding with the work. 4)The rate shall include for cutting and planing each brick to the required size, inserting 8mm dia 200mm long steel bars at 300mm spacing at every tenth course, raking the joints in the masonry to 12mm or 15mm depth as required, and for protecting the masonry from falling cement and other stains, and for cleaning the bricks with water after the completion of the entire work. 5)The use of acid for cleaning is detrimental to the quality of the final finish and in case such cleaning with acid is required, an amount calculated at Rs. 5/- per square foot of surface area of exposed masonry shall be deducted from the Contractor's bills for the same and the work shall be carried out at his cost including supply of acid. Only dilute Hydrochloric acid shall be used in such case. ","One Side Composite 50 x 100 x 300 bricks":"One Side Composite 50 x 100 x 300 bricks","345mm thick ":"345mm thick","English Bond Curved":"Stack Bond Flat","":"","":""}
Masonry & Plaster | 1) The rates for all items below shall include for all leads and lifts upto 50m and for erection of scaffolding, ladders, platforms and staging required in the execution of the work. 2) The layout shall be marked as per the drawings, the first course completed and approved by authorised person before proceeding with the work. 3) The rates shall include for all tools and tackles required for the work, including cutting machines and their consumables, hacking or roughening the surface of conrete or other material for better bondage with the masonry, raking out joints to specified depth for plastering or pointing, soaking of bricks or blocks before laying, building in hold-fasts or other such inserts, joining new masonry with old masonry (including cutting toothing and applying cement slurry), providing reinforced concrete band of specified thickness (normall 75mm thick) at specified levels, and no additional charges shall be paid for any of these items. | Exposed Wire-cut Brick Masonry | 1) Exposed masonry in wire-cut bricks of all shapes including curved walls and including various kinds of patterns and bonds such as soldier bonds etc. 2) Each panel shall be planned to ensure that the grooves are uniform throughout (both vertical as well as horizontal) and no half / broken bricks are used. 3) Each panel layout shall be approved by the Engineer-in-charge before proceeding with the work. 4)The rate shall include for cutting and planing each brick to the required size, inserting 8mm dia 200mm long steel bars at 300mm spacing at every tenth course, raking the joints in the masonry to 12mm or 15mm depth as required, and for protecting the masonry from falling cement and other stains, and for cleaning the bricks with water after the completion of the entire work. 5)The use of acid for cleaning is detrimental to the quality of the final finish and in case such cleaning with acid is required, an amount calculated at Rs. 5/- per square foot of surface area of exposed masonry shall be deducted from the Contractor's bills for the same and the work shall be carried out at his cost including supply of acid. Only dilute Hydrochloric acid shall be used in such case. | One Side Composite 50 x 100 x 300 bricks | One Side Composite 50 x 100 x 300 bricks | 345mm thick | 345mm thick | Flemish Bond Flat | Flemish Bond Flat |  |  |  |  | {"Masonry & Plaster":"1) The rates for all items below shall include for all leads and lifts upto 50m and for erection of scaffolding, ladders, platforms and staging required in the execution of the work. 2) The layout shall be marked as per the drawings, the first course completed and approved by authorised person before proceeding with the work. 3) The rates shall include for all tools and tackles required for the work, including cutting machines and their consumables, hacking or roughening the surface of conrete or other material for better bondage with the masonry, raking out joints to specified depth for plastering or pointing, soaking of bricks or blocks before laying, building in hold-fasts or other such inserts, joining new masonry with old masonry (including cutting toothing and applying cement slurry), providing reinforced concrete band of specified thickness (normall 75mm thick) at specified levels, and no additional charges shall be paid for any of these items. ","Exposed Wire-cut Brick Masonry":"1) Exposed masonry in wire-cut bricks of all shapes including curved walls and including various kinds of patterns and bonds such as soldier bonds etc. 2) Each panel shall be planned to ensure that the grooves are uniform throughout (both vertical as well as horizontal) and no half / broken bricks are used. 3) Each panel layout shall be approved by the Engineer-in-charge before proceeding with the work. 4)The rate shall include for cutting and planing each brick to the required size, inserting 8mm dia 200mm long steel bars at 300mm spacing at every tenth course, raking the joints in the masonry to 12mm or 15mm depth as required, and for protecting the masonry from falling cement and other stains, and for cleaning the bricks with water after the completion of the entire work. 5)The use of acid for cleaning is detrimental to the quality of the final finish and in case such cleaning with acid is required, an amount calculated at Rs. 5/- per square foot of surface area of exposed masonry shall be deducted from the Contractor's bills for the same and the work shall be carried out at his cost including supply of acid. Only dilute Hydrochloric acid shall be used in such case. ","One Side Composite 50 x 100 x 300 bricks":"One Side Composite 50 x 100 x 300 bricks","345mm thick ":"345mm thick","Flemish Bond Flat":"Stack Bond Sloping","":"","":""}
Masonry & Plaster | 1) The rates for all items below shall include for all leads and lifts upto 50m and for erection of scaffolding, ladders, platforms and staging required in the execution of the work. 2) The layout shall be marked as per the drawings, the first course completed and approved by authorised person before proceeding with the work. 3) The rates shall include for all tools and tackles required for the work, including cutting machines and their consumables, hacking or roughening the surface of conrete or other material for better bondage with the masonry, raking out joints to specified depth for plastering or pointing, soaking of bricks or blocks before laying, building in hold-fasts or other such inserts, joining new masonry with old masonry (including cutting toothing and applying cement slurry), providing reinforced concrete band of specified thickness (normall 75mm thick) at specified levels, and no additional charges shall be paid for any of these items. | Exposed Wire-cut Brick Masonry | 1) Exposed masonry in wire-cut bricks of all shapes including curved walls and including various kinds of patterns and bonds such as soldier bonds etc. 2) Each panel shall be planned to ensure that the grooves are uniform throughout (both vertical as well as horizontal) and no half / broken bricks are used. 3) Each panel layout shall be approved by the Engineer-in-charge before proceeding with the work. 4)The rate shall include for cutting and planing each brick to the required size, inserting 8mm dia 200mm long steel bars at 300mm spacing at every tenth course, raking the joints in the masonry to 12mm or 15mm depth as required, and for protecting the masonry from falling cement and other stains, and for cleaning the bricks with water after the completion of the entire work. 5)The use of acid for cleaning is detrimental to the quality of the final finish and in case such cleaning with acid is required, an amount calculated at Rs. 5/- per square foot of surface area of exposed masonry shall be deducted from the Contractor's bills for the same and the work shall be carried out at his cost including supply of acid. Only dilute Hydrochloric acid shall be used in such case. | One Side Composite 50 x 100 x 300 bricks | One Side Composite 50 x 100 x 300 bricks | 345mm thick | 345mm thick | Flemish Bond Sloping | Flemish Bond Sloping |  |  |  |  | {"Masonry & Plaster":"1) The rates for all items below shall include for all leads and lifts upto 50m and for erection of scaffolding, ladders, platforms and staging required in the execution of the work. 2) The layout shall be marked as per the drawings, the first course completed and approved by authorised person before proceeding with the work. 3) The rates shall include for all tools and tackles required for the work, including cutting machines and their consumables, hacking or roughening the surface of conrete or other material for better bondage with the masonry, raking out joints to specified depth for plastering or pointing, soaking of bricks or blocks before laying, building in hold-fasts or other such inserts, joining new masonry with old masonry (including cutting toothing and applying cement slurry), providing reinforced concrete band of specified thickness (normall 75mm thick) at specified levels, and no additional charges shall be paid for any of these items. ","Exposed Wire-cut Brick Masonry":"1) Exposed masonry in wire-cut bricks of all shapes including curved walls and including various kinds of patterns and bonds such as soldier bonds etc. 2) Each panel shall be planned to ensure that the grooves are uniform throughout (both vertical as well as horizontal) and no half / broken bricks are used. 3) Each panel layout shall be approved by the Engineer-in-charge before proceeding with the work. 4)The rate shall include for cutting and planing each brick to the required size, inserting 8mm dia 200mm long steel bars at 300mm spacing at every tenth course, raking the joints in the masonry to 12mm or 15mm depth as required, and for protecting the masonry from falling cement and other stains, and for cleaning the bricks with water after the completion of the entire work. 5)The use of acid for cleaning is detrimental to the quality of the final finish and in case such cleaning with acid is required, an amount calculated at Rs. 5/- per square foot of surface area of exposed masonry shall be deducted from the Contractor's bills for the same and the work shall be carried out at his cost including supply of acid. Only dilute Hydrochloric acid shall be used in such case. ","One Side Composite 50 x 100 x 300 bricks":"One Side Composite 50 x 100 x 300 bricks","345mm thick ":"345mm thick","Flemish Bond Sloping":"Stack Bond Curved","":"","":""}
Masonry & Plaster | 1) The rates for all items below shall include for all leads and lifts upto 50m and for erection of scaffolding, ladders, platforms and staging required in the execution of the work. 2) The layout shall be marked as per the drawings, the first course completed and approved by authorised person before proceeding with the work. 3) The rates shall include for all tools and tackles required for the work, including cutting machines and their consumables, hacking or roughening the surface of conrete or other material for better bondage with the masonry, raking out joints to specified depth for plastering or pointing, soaking of bricks or blocks before laying, building in hold-fasts or other such inserts, joining new masonry with old masonry (including cutting toothing and applying cement slurry), providing reinforced concrete band of specified thickness (normall 75mm thick) at specified levels, and no additional charges shall be paid for any of these items. | Exposed Wire-cut Brick Masonry | 1) Exposed masonry in wire-cut bricks of all shapes including curved walls and including various kinds of patterns and bonds such as soldier bonds etc. 2) Each panel shall be planned to ensure that the grooves are uniform throughout (both vertical as well as horizontal) and no half / broken bricks are used. 3) Each panel layout shall be approved by the Engineer-in-charge before proceeding with the work. 4)The rate shall include for cutting and planing each brick to the required size, inserting 8mm dia 200mm long steel bars at 300mm spacing at every tenth course, raking the joints in the masonry to 12mm or 15mm depth as required, and for protecting the masonry from falling cement and other stains, and for cleaning the bricks with water after the completion of the entire work. 5)The use of acid for cleaning is detrimental to the quality of the final finish and in case such cleaning with acid is required, an amount calculated at Rs. 5/- per square foot of surface area of exposed masonry shall be deducted from the Contractor's bills for the same and the work shall be carried out at his cost including supply of acid. Only dilute Hydrochloric acid shall be used in such case. | One Side Composite 50 x 100 x 300 bricks | One Side Composite 50 x 100 x 300 bricks | 345mm thick | 345mm thick | Flemish Bond Curved | Flemish Bond Curved |  |  |  |  | {"Masonry & Plaster":"1) The rates for all items below shall include for all leads and lifts upto 50m and for erection of scaffolding, ladders, platforms and staging required in the execution of the work. 2) The layout shall be marked as per the drawings, the first course completed and approved by authorised person before proceeding with the work. 3) The rates shall include for all tools and tackles required for the work, including cutting machines and their consumables, hacking or roughening the surface of conrete or other material for better bondage with the masonry, raking out joints to specified depth for plastering or pointing, soaking of bricks or blocks before laying, building in hold-fasts or other such inserts, joining new masonry with old masonry (including cutting toothing and applying cement slurry), providing reinforced concrete band of specified thickness (normall 75mm thick) at specified levels, and no additional charges shall be paid for any of these items. ","Exposed Wire-cut Brick Masonry":"1) Exposed masonry in wire-cut bricks of all shapes including curved walls and including various kinds of patterns and bonds such as soldier bonds etc. 2) Each panel shall be planned to ensure that the grooves are uniform throughout (both vertical as well as horizontal) and no half / broken bricks are used. 3) Each panel layout shall be approved by the Engineer-in-charge before proceeding with the work. 4)The rate shall include for cutting and planing each brick to the required size, inserting 8mm dia 200mm long steel bars at 300mm spacing at every tenth course, raking the joints in the masonry to 12mm or 15mm depth as required, and for protecting the masonry from falling cement and other stains, and for cleaning the bricks with water after the completion of the entire work. 5)The use of acid for cleaning is detrimental to the quality of the final finish and in case such cleaning with acid is required, an amount calculated at Rs. 5/- per square foot of surface area of exposed masonry shall be deducted from the Contractor's bills for the same and the work shall be carried out at his cost including supply of acid. Only dilute Hydrochloric acid shall be used in such case. ","One Side Composite 50 x 100 x 300 bricks":"One Side Composite 50 x 100 x 300 bricks","345mm thick ":"345mm thick","Flemish Bond Curved":"Vertical Bond","":"","":""}
Masonry & Plaster | 1) The rates for all items below shall include for all leads and lifts upto 50m and for erection of scaffolding, ladders, platforms and staging required in the execution of the work. 2) The layout shall be marked as per the drawings, the first course completed and approved by authorised person before proceeding with the work. 3) The rates shall include for all tools and tackles required for the work, including cutting machines and their consumables, hacking or roughening the surface of conrete or other material for better bondage with the masonry, raking out joints to specified depth for plastering or pointing, soaking of bricks or blocks before laying, building in hold-fasts or other such inserts, joining new masonry with old masonry (including cutting toothing and applying cement slurry), providing reinforced concrete band of specified thickness (normall 75mm thick) at specified levels, and no additional charges shall be paid for any of these items. | Exposed Wire-cut Brick Masonry | 1) Exposed masonry in wire-cut bricks of all shapes including curved walls and including various kinds of patterns and bonds such as soldier bonds etc. 2) Each panel shall be planned to ensure that the grooves are uniform throughout (both vertical as well as horizontal) and no half / broken bricks are used. 3) Each panel layout shall be approved by the Engineer-in-charge before proceeding with the work. 4)The rate shall include for cutting and planing each brick to the required size, inserting 8mm dia 200mm long steel bars at 300mm spacing at every tenth course, raking the joints in the masonry to 12mm or 15mm depth as required, and for protecting the masonry from falling cement and other stains, and for cleaning the bricks with water after the completion of the entire work. 5)The use of acid for cleaning is detrimental to the quality of the final finish and in case such cleaning with acid is required, an amount calculated at Rs. 5/- per square foot of surface area of exposed masonry shall be deducted from the Contractor's bills for the same and the work shall be carried out at his cost including supply of acid. Only dilute Hydrochloric acid shall be used in such case. | One Side Composite 50 x 100 x 300 bricks | One Side Composite 50 x 100 x 300 bricks | 345mm thick | 345mm thick | Stack Bond Flat | Stack Bond Flat |  |  |  |  | {"Masonry & Plaster":"1) The rates for all items below shall include for all leads and lifts upto 50m and for erection of scaffolding, ladders, platforms and staging required in the execution of the work. 2) The layout shall be marked as per the drawings, the first course completed and approved by authorised person before proceeding with the work. 3) The rates shall include for all tools and tackles required for the work, including cutting machines and their consumables, hacking or roughening the surface of conrete or other material for better bondage with the masonry, raking out joints to specified depth for plastering or pointing, soaking of bricks or blocks before laying, building in hold-fasts or other such inserts, joining new masonry with old masonry (including cutting toothing and applying cement slurry), providing reinforced concrete band of specified thickness (normall 75mm thick) at specified levels, and no additional charges shall be paid for any of these items. ","Exposed Wire-cut Brick Masonry":"1) Exposed masonry in wire-cut bricks of all shapes including curved walls and including various kinds of patterns and bonds such as soldier bonds etc. 2) Each panel shall be planned to ensure that the grooves are uniform throughout (both vertical as well as horizontal) and no half / broken bricks are used. 3) Each panel layout shall be approved by the Engineer-in-charge before proceeding with the work. 4)The rate shall include for cutting and planing each brick to the required size, inserting 8mm dia 200mm long steel bars at 300mm spacing at every tenth course, raking the joints in the masonry to 12mm or 15mm depth as required, and for protecting the masonry from falling cement and other stains, and for cleaning the bricks with water after the completion of the entire work. 5)The use of acid for cleaning is detrimental to the quality of the final finish and in case such cleaning with acid is required, an amount calculated at Rs. 5/- per square foot of surface area of exposed masonry shall be deducted from the Contractor's bills for the same and the work shall be carried out at his cost including supply of acid. Only dilute Hydrochloric acid shall be used in such case. ","One Side Composite 50 x 100 x 300 bricks":"One Side Composite 50 x 100 x 300 bricks","345mm thick ":"345mm thick","Stack Bond Flat":"Soldier Bond","":"","":""}
Masonry & Plaster | 1) The rates for all items below shall include for all leads and lifts upto 50m and for erection of scaffolding, ladders, platforms and staging required in the execution of the work. 2) The layout shall be marked as per the drawings, the first course completed and approved by authorised person before proceeding with the work. 3) The rates shall include for all tools and tackles required for the work, including cutting machines and their consumables, hacking or roughening the surface of conrete or other material for better bondage with the masonry, raking out joints to specified depth for plastering or pointing, soaking of bricks or blocks before laying, building in hold-fasts or other such inserts, joining new masonry with old masonry (including cutting toothing and applying cement slurry), providing reinforced concrete band of specified thickness (normall 75mm thick) at specified levels, and no additional charges shall be paid for any of these items. | Exposed Wire-cut Brick Masonry | 1) Exposed masonry in wire-cut bricks of all shapes including curved walls and including various kinds of patterns and bonds such as soldier bonds etc. 2) Each panel shall be planned to ensure that the grooves are uniform throughout (both vertical as well as horizontal) and no half / broken bricks are used. 3) Each panel layout shall be approved by the Engineer-in-charge before proceeding with the work. 4)The rate shall include for cutting and planing each brick to the required size, inserting 8mm dia 200mm long steel bars at 300mm spacing at every tenth course, raking the joints in the masonry to 12mm or 15mm depth as required, and for protecting the masonry from falling cement and other stains, and for cleaning the bricks with water after the completion of the entire work. 5)The use of acid for cleaning is detrimental to the quality of the final finish and in case such cleaning with acid is required, an amount calculated at Rs. 5/- per square foot of surface area of exposed masonry shall be deducted from the Contractor's bills for the same and the work shall be carried out at his cost including supply of acid. Only dilute Hydrochloric acid shall be used in such case. | One Side Composite 50 x 100 x 300 bricks | One Side Composite 50 x 100 x 300 bricks | 345mm thick | 345mm thick | Stack Bond Sloping | Stack Bond Sloping |  |  |  |  | {"Masonry & Plaster":"1) The rates for all items below shall include for all leads and lifts upto 50m and for erection of scaffolding, ladders, platforms and staging required in the execution of the work. 2) The layout shall be marked as per the drawings, the first course completed and approved by authorised person before proceeding with the work. 3) The rates shall include for all tools and tackles required for the work, including cutting machines and their consumables, hacking or roughening the surface of conrete or other material for better bondage with the masonry, raking out joints to specified depth for plastering or pointing, soaking of bricks or blocks before laying, building in hold-fasts or other such inserts, joining new masonry with old masonry (including cutting toothing and applying cement slurry), providing reinforced concrete band of specified thickness (normall 75mm thick) at specified levels, and no additional charges shall be paid for any of these items. ","Exposed Wire-cut Brick Masonry":"1) Exposed masonry in wire-cut bricks of all shapes including curved walls and including various kinds of patterns and bonds such as soldier bonds etc. 2) Each panel shall be planned to ensure that the grooves are uniform throughout (both vertical as well as horizontal) and no half / broken bricks are used. 3) Each panel layout shall be approved by the Engineer-in-charge before proceeding with the work. 4)The rate shall include for cutting and planing each brick to the required size, inserting 8mm dia 200mm long steel bars at 300mm spacing at every tenth course, raking the joints in the masonry to 12mm or 15mm depth as required, and for protecting the masonry from falling cement and other stains, and for cleaning the bricks with water after the completion of the entire work. 5)The use of acid for cleaning is detrimental to the quality of the final finish and in case such cleaning with acid is required, an amount calculated at Rs. 5/- per square foot of surface area of exposed masonry shall be deducted from the Contractor's bills for the same and the work shall be carried out at his cost including supply of acid. Only dilute Hydrochloric acid shall be used in such case. ","One Side Composite 50 x 100 x 300 bricks":"One Side Composite 50 x 100 x 300 bricks","345mm thick ":"345mm thick","Stack Bond Sloping":"Ruin Finish","":"","":""}
Masonry & Plaster | 1) The rates for all items below shall include for all leads and lifts upto 50m and for erection of scaffolding, ladders, platforms and staging required in the execution of the work. 2) The layout shall be marked as per the drawings, the first course completed and approved by authorised person before proceeding with the work. 3) The rates shall include for all tools and tackles required for the work, including cutting machines and their consumables, hacking or roughening the surface of conrete or other material for better bondage with the masonry, raking out joints to specified depth for plastering or pointing, soaking of bricks or blocks before laying, building in hold-fasts or other such inserts, joining new masonry with old masonry (including cutting toothing and applying cement slurry), providing reinforced concrete band of specified thickness (normall 75mm thick) at specified levels, and no additional charges shall be paid for any of these items. | Exposed Wire-cut Brick Masonry | 1) Exposed masonry in wire-cut bricks of all shapes including curved walls and including various kinds of patterns and bonds such as soldier bonds etc. 2) Each panel shall be planned to ensure that the grooves are uniform throughout (both vertical as well as horizontal) and no half / broken bricks are used. 3) Each panel layout shall be approved by the Engineer-in-charge before proceeding with the work. 4)The rate shall include for cutting and planing each brick to the required size, inserting 8mm dia 200mm long steel bars at 300mm spacing at every tenth course, raking the joints in the masonry to 12mm or 15mm depth as required, and for protecting the masonry from falling cement and other stains, and for cleaning the bricks with water after the completion of the entire work. 5)The use of acid for cleaning is detrimental to the quality of the final finish and in case such cleaning with acid is required, an amount calculated at Rs. 5/- per square foot of surface area of exposed masonry shall be deducted from the Contractor's bills for the same and the work shall be carried out at his cost including supply of acid. Only dilute Hydrochloric acid shall be used in such case. | One Side Composite 50 x 100 x 300 bricks | One Side Composite 50 x 100 x 300 bricks | 345mm thick | 345mm thick | Stack Bond Curved | Stack Bond Curved |  |  |  |  | {"Masonry & Plaster":"1) The rates for all items below shall include for all leads and lifts upto 50m and for erection of scaffolding, ladders, platforms and staging required in the execution of the work. 2) The layout shall be marked as per the drawings, the first course completed and approved by authorised person before proceeding with the work. 3) The rates shall include for all tools and tackles required for the work, including cutting machines and their consumables, hacking or roughening the surface of conrete or other material for better bondage with the masonry, raking out joints to specified depth for plastering or pointing, soaking of bricks or blocks before laying, building in hold-fasts or other such inserts, joining new masonry with old masonry (including cutting toothing and applying cement slurry), providing reinforced concrete band of specified thickness (normall 75mm thick) at specified levels, and no additional charges shall be paid for any of these items. ","Exposed Wire-cut Brick Masonry":"1) Exposed masonry in wire-cut bricks of all shapes including curved walls and including various kinds of patterns and bonds such as soldier bonds etc. 2) Each panel shall be planned to ensure that the grooves are uniform throughout (both vertical as well as horizontal) and no half / broken bricks are used. 3) Each panel layout shall be approved by the Engineer-in-charge before proceeding with the work. 4)The rate shall include for cutting and planing each brick to the required size, inserting 8mm dia 200mm long steel bars at 300mm spacing at every tenth course, raking the joints in the masonry to 12mm or 15mm depth as required, and for protecting the masonry from falling cement and other stains, and for cleaning the bricks with water after the completion of the entire work. 5)The use of acid for cleaning is detrimental to the quality of the final finish and in case such cleaning with acid is required, an amount calculated at Rs. 5/- per square foot of surface area of exposed masonry shall be deducted from the Contractor's bills for the same and the work shall be carried out at his cost including supply of acid. Only dilute Hydrochloric acid shall be used in such case. ","One Side Composite 50 x 100 x 300 bricks":"Both Side Composite 50 x 100 x 300 bricks","345mm thick ":"345mm thick","Stack Bond Curved":"English Bond Flat","":"","":""}
Masonry & Plaster | 1) The rates for all items below shall include for all leads and lifts upto 50m and for erection of scaffolding, ladders, platforms and staging required in the execution of the work. 2) The layout shall be marked as per the drawings, the first course completed and approved by authorised person before proceeding with the work. 3) The rates shall include for all tools and tackles required for the work, including cutting machines and their consumables, hacking or roughening the surface of conrete or other material for better bondage with the masonry, raking out joints to specified depth for plastering or pointing, soaking of bricks or blocks before laying, building in hold-fasts or other such inserts, joining new masonry with old masonry (including cutting toothing and applying cement slurry), providing reinforced concrete band of specified thickness (normall 75mm thick) at specified levels, and no additional charges shall be paid for any of these items. | Exposed Wire-cut Brick Masonry | 1) Exposed masonry in wire-cut bricks of all shapes including curved walls and including various kinds of patterns and bonds such as soldier bonds etc. 2) Each panel shall be planned to ensure that the grooves are uniform throughout (both vertical as well as horizontal) and no half / broken bricks are used. 3) Each panel layout shall be approved by the Engineer-in-charge before proceeding with the work. 4)The rate shall include for cutting and planing each brick to the required size, inserting 8mm dia 200mm long steel bars at 300mm spacing at every tenth course, raking the joints in the masonry to 12mm or 15mm depth as required, and for protecting the masonry from falling cement and other stains, and for cleaning the bricks with water after the completion of the entire work. 5)The use of acid for cleaning is detrimental to the quality of the final finish and in case such cleaning with acid is required, an amount calculated at Rs. 5/- per square foot of surface area of exposed masonry shall be deducted from the Contractor's bills for the same and the work shall be carried out at his cost including supply of acid. Only dilute Hydrochloric acid shall be used in such case. | One Side Composite 50 x 100 x 300 bricks | One Side Composite 50 x 100 x 300 bricks | 345mm thick | 345mm thick | Vertical Bond | Vertical Bond |  |  |  |  | {"Masonry & Plaster":"1) The rates for all items below shall include for all leads and lifts upto 50m and for erection of scaffolding, ladders, platforms and staging required in the execution of the work. 2) The layout shall be marked as per the drawings, the first course completed and approved by authorised person before proceeding with the work. 3) The rates shall include for all tools and tackles required for the work, including cutting machines and their consumables, hacking or roughening the surface of conrete or other material for better bondage with the masonry, raking out joints to specified depth for plastering or pointing, soaking of bricks or blocks before laying, building in hold-fasts or other such inserts, joining new masonry with old masonry (including cutting toothing and applying cement slurry), providing reinforced concrete band of specified thickness (normall 75mm thick) at specified levels, and no additional charges shall be paid for any of these items. ","Exposed Wire-cut Brick Masonry":"1) Exposed masonry in wire-cut bricks of all shapes including curved walls and including various kinds of patterns and bonds such as soldier bonds etc. 2) Each panel shall be planned to ensure that the grooves are uniform throughout (both vertical as well as horizontal) and no half / broken bricks are used. 3) Each panel layout shall be approved by the Engineer-in-charge before proceeding with the work. 4)The rate shall include for cutting and planing each brick to the required size, inserting 8mm dia 200mm long steel bars at 300mm spacing at every tenth course, raking the joints in the masonry to 12mm or 15mm depth as required, and for protecting the masonry from falling cement and other stains, and for cleaning the bricks with water after the completion of the entire work. 5)The use of acid for cleaning is detrimental to the quality of the final finish and in case such cleaning with acid is required, an amount calculated at Rs. 5/- per square foot of surface area of exposed masonry shall be deducted from the Contractor's bills for the same and the work shall be carried out at his cost including supply of acid. Only dilute Hydrochloric acid shall be used in such case. ","One Side Composite 50 x 100 x 300 bricks":"Both Side Composite 50 x 100 x 300 bricks","345mm thick ":"345mm thick","Vertical Bond":"English Bond Sloping","":"","":""}
Masonry & Plaster | 1) The rates for all items below shall include for all leads and lifts upto 50m and for erection of scaffolding, ladders, platforms and staging required in the execution of the work. 2) The layout shall be marked as per the drawings, the first course completed and approved by authorised person before proceeding with the work. 3) The rates shall include for all tools and tackles required for the work, including cutting machines and their consumables, hacking or roughening the surface of conrete or other material for better bondage with the masonry, raking out joints to specified depth for plastering or pointing, soaking of bricks or blocks before laying, building in hold-fasts or other such inserts, joining new masonry with old masonry (including cutting toothing and applying cement slurry), providing reinforced concrete band of specified thickness (normall 75mm thick) at specified levels, and no additional charges shall be paid for any of these items. | Exposed Wire-cut Brick Masonry | 1) Exposed masonry in wire-cut bricks of all shapes including curved walls and including various kinds of patterns and bonds such as soldier bonds etc. 2) Each panel shall be planned to ensure that the grooves are uniform throughout (both vertical as well as horizontal) and no half / broken bricks are used. 3) Each panel layout shall be approved by the Engineer-in-charge before proceeding with the work. 4)The rate shall include for cutting and planing each brick to the required size, inserting 8mm dia 200mm long steel bars at 300mm spacing at every tenth course, raking the joints in the masonry to 12mm or 15mm depth as required, and for protecting the masonry from falling cement and other stains, and for cleaning the bricks with water after the completion of the entire work. 5)The use of acid for cleaning is detrimental to the quality of the final finish and in case such cleaning with acid is required, an amount calculated at Rs. 5/- per square foot of surface area of exposed masonry shall be deducted from the Contractor's bills for the same and the work shall be carried out at his cost including supply of acid. Only dilute Hydrochloric acid shall be used in such case. | One Side Composite 50 x 100 x 300 bricks | One Side Composite 50 x 100 x 300 bricks | 345mm thick | 345mm thick | Soldier Bond | Soldier Bond |  |  |  |  | {"Masonry & Plaster":"1) The rates for all items below shall include for all leads and lifts upto 50m and for erection of scaffolding, ladders, platforms and staging required in the execution of the work. 2) The layout shall be marked as per the drawings, the first course completed and approved by authorised person before proceeding with the work. 3) The rates shall include for all tools and tackles required for the work, including cutting machines and their consumables, hacking or roughening the surface of conrete or other material for better bondage with the masonry, raking out joints to specified depth for plastering or pointing, soaking of bricks or blocks before laying, building in hold-fasts or other such inserts, joining new masonry with old masonry (including cutting toothing and applying cement slurry), providing reinforced concrete band of specified thickness (normall 75mm thick) at specified levels, and no additional charges shall be paid for any of these items. ","Exposed Wire-cut Brick Masonry":"1) Exposed masonry in wire-cut bricks of all shapes including curved walls and including various kinds of patterns and bonds such as soldier bonds etc. 2) Each panel shall be planned to ensure that the grooves are uniform throughout (both vertical as well as horizontal) and no half / broken bricks are used. 3) Each panel layout shall be approved by the Engineer-in-charge before proceeding with the work. 4)The rate shall include for cutting and planing each brick to the required size, inserting 8mm dia 200mm long steel bars at 300mm spacing at every tenth course, raking the joints in the masonry to 12mm or 15mm depth as required, and for protecting the masonry from falling cement and other stains, and for cleaning the bricks with water after the completion of the entire work. 5)The use of acid for cleaning is detrimental to the quality of the final finish and in case such cleaning with acid is required, an amount calculated at Rs. 5/- per square foot of surface area of exposed masonry shall be deducted from the Contractor's bills for the same and the work shall be carried out at his cost including supply of acid. Only dilute Hydrochloric acid shall be used in such case. ","One Side Composite 50 x 100 x 300 bricks":"Both Side Composite 50 x 100 x 300 bricks","345mm thick ":"345mm thick","Soldier Bond":"English Bond Curved","":"","":""}
Masonry & Plaster | 1) The rates for all items below shall include for all leads and lifts upto 50m and for erection of scaffolding, ladders, platforms and staging required in the execution of the work. 2) The layout shall be marked as per the drawings, the first course completed and approved by authorised person before proceeding with the work. 3) The rates shall include for all tools and tackles required for the work, including cutting machines and their consumables, hacking or roughening the surface of conrete or other material for better bondage with the masonry, raking out joints to specified depth for plastering or pointing, soaking of bricks or blocks before laying, building in hold-fasts or other such inserts, joining new masonry with old masonry (including cutting toothing and applying cement slurry), providing reinforced concrete band of specified thickness (normall 75mm thick) at specified levels, and no additional charges shall be paid for any of these items. | Exposed Wire-cut Brick Masonry | 1) Exposed masonry in wire-cut bricks of all shapes including curved walls and including various kinds of patterns and bonds such as soldier bonds etc. 2) Each panel shall be planned to ensure that the grooves are uniform throughout (both vertical as well as horizontal) and no half / broken bricks are used. 3) Each panel layout shall be approved by the Engineer-in-charge before proceeding with the work. 4)The rate shall include for cutting and planing each brick to the required size, inserting 8mm dia 200mm long steel bars at 300mm spacing at every tenth course, raking the joints in the masonry to 12mm or 15mm depth as required, and for protecting the masonry from falling cement and other stains, and for cleaning the bricks with water after the completion of the entire work. 5)The use of acid for cleaning is detrimental to the quality of the final finish and in case such cleaning with acid is required, an amount calculated at Rs. 5/- per square foot of surface area of exposed masonry shall be deducted from the Contractor's bills for the same and the work shall be carried out at his cost including supply of acid. Only dilute Hydrochloric acid shall be used in such case. | One Side Composite 50 x 100 x 300 bricks | One Side Composite 50 x 100 x 300 bricks | 345mm thick | 345mm thick | Ruin Finish | Ruin Finish |  |  |  |  | {"Masonry & Plaster":"1) The rates for all items below shall include for all leads and lifts upto 50m and for erection of scaffolding, ladders, platforms and staging required in the execution of the work. 2) The layout shall be marked as per the drawings, the first course completed and approved by authorised person before proceeding with the work. 3) The rates shall include for all tools and tackles required for the work, including cutting machines and their consumables, hacking or roughening the surface of conrete or other material for better bondage with the masonry, raking out joints to specified depth for plastering or pointing, soaking of bricks or blocks before laying, building in hold-fasts or other such inserts, joining new masonry with old masonry (including cutting toothing and applying cement slurry), providing reinforced concrete band of specified thickness (normall 75mm thick) at specified levels, and no additional charges shall be paid for any of these items. ","Exposed Wire-cut Brick Masonry":"1) Exposed masonry in wire-cut bricks of all shapes including curved walls and including various kinds of patterns and bonds such as soldier bonds etc. 2) Each panel shall be planned to ensure that the grooves are uniform throughout (both vertical as well as horizontal) and no half / broken bricks are used. 3) Each panel layout shall be approved by the Engineer-in-charge before proceeding with the work. 4)The rate shall include for cutting and planing each brick to the required size, inserting 8mm dia 200mm long steel bars at 300mm spacing at every tenth course, raking the joints in the masonry to 12mm or 15mm depth as required, and for protecting the masonry from falling cement and other stains, and for cleaning the bricks with water after the completion of the entire work. 5)The use of acid for cleaning is detrimental to the quality of the final finish and in case such cleaning with acid is required, an amount calculated at Rs. 5/- per square foot of surface area of exposed masonry shall be deducted from the Contractor's bills for the same and the work shall be carried out at his cost including supply of acid. Only dilute Hydrochloric acid shall be used in such case. ","One Side Composite 50 x 100 x 300 bricks":"Both Side Composite 50 x 100 x 300 bricks","345mm thick ":"345mm thick","Ruin Finish":"Flemish Bond Flat","":"","":""}
Masonry & Plaster | 1) The rates for all items below shall include for all leads and lifts upto 50m and for erection of scaffolding, ladders, platforms and staging required in the execution of the work. 2) The layout shall be marked as per the drawings, the first course completed and approved by authorised person before proceeding with the work. 3) The rates shall include for all tools and tackles required for the work, including cutting machines and their consumables, hacking or roughening the surface of conrete or other material for better bondage with the masonry, raking out joints to specified depth for plastering or pointing, soaking of bricks or blocks before laying, building in hold-fasts or other such inserts, joining new masonry with old masonry (including cutting toothing and applying cement slurry), providing reinforced concrete band of specified thickness (normall 75mm thick) at specified levels, and no additional charges shall be paid for any of these items. | Exposed Wire-cut Brick Masonry | 1) Exposed masonry in wire-cut bricks of all shapes including curved walls and including various kinds of patterns and bonds such as soldier bonds etc. 2) Each panel shall be planned to ensure that the grooves are uniform throughout (both vertical as well as horizontal) and no half / broken bricks are used. 3) Each panel layout shall be approved by the Engineer-in-charge before proceeding with the work. 4)The rate shall include for cutting and planing each brick to the required size, inserting 8mm dia 200mm long steel bars at 300mm spacing at every tenth course, raking the joints in the masonry to 12mm or 15mm depth as required, and for protecting the masonry from falling cement and other stains, and for cleaning the bricks with water after the completion of the entire work. 5)The use of acid for cleaning is detrimental to the quality of the final finish and in case such cleaning with acid is required, an amount calculated at Rs. 5/- per square foot of surface area of exposed masonry shall be deducted from the Contractor's bills for the same and the work shall be carried out at his cost including supply of acid. Only dilute Hydrochloric acid shall be used in such case. | Two Side Composite 50 x 100 x 300 bricks | Both Side Composite 50 x 100 x 300 bricks | 345mm thick | 345mm thick | English Bond Flat | English Bond Flat |  |  |  |  | {"Masonry & Plaster":"1) The rates for all items below shall include for all leads and lifts upto 50m and for erection of scaffolding, ladders, platforms and staging required in the execution of the work. 2) The layout shall be marked as per the drawings, the first course completed and approved by authorised person before proceeding with the work. 3) The rates shall include for all tools and tackles required for the work, including cutting machines and their consumables, hacking or roughening the surface of conrete or other material for better bondage with the masonry, raking out joints to specified depth for plastering or pointing, soaking of bricks or blocks before laying, building in hold-fasts or other such inserts, joining new masonry with old masonry (including cutting toothing and applying cement slurry), providing reinforced concrete band of specified thickness (normall 75mm thick) at specified levels, and no additional charges shall be paid for any of these items. ","Exposed Wire-cut Brick Masonry":"1) Exposed masonry in wire-cut bricks of all shapes including curved walls and including various kinds of patterns and bonds such as soldier bonds etc. 2) Each panel shall be planned to ensure that the grooves are uniform throughout (both vertical as well as horizontal) and no half / broken bricks are used. 3) Each panel layout shall be approved by the Engineer-in-charge before proceeding with the work. 4)The rate shall include for cutting and planing each brick to the required size, inserting 8mm dia 200mm long steel bars at 300mm spacing at every tenth course, raking the joints in the masonry to 12mm or 15mm depth as required, and for protecting the masonry from falling cement and other stains, and for cleaning the bricks with water after the completion of the entire work. 5)The use of acid for cleaning is detrimental to the quality of the final finish and in case such cleaning with acid is required, an amount calculated at Rs. 5/- per square foot of surface area of exposed masonry shall be deducted from the Contractor's bills for the same and the work shall be carried out at his cost including supply of acid. Only dilute Hydrochloric acid shall be used in such case. ","Two Side Composite 50 x 100 x 300 bricks":"Both Side Composite 50 x 100 x 300 bricks","345mm thick ":"345mm thick","English Bond Flat":"Flemish Bond Sloping","":"","":""}
Masonry & Plaster | 1) The rates for all items below shall include for all leads and lifts upto 50m and for erection of scaffolding, ladders, platforms and staging required in the execution of the work. 2) The layout shall be marked as per the drawings, the first course completed and approved by authorised person before proceeding with the work. 3) The rates shall include for all tools and tackles required for the work, including cutting machines and their consumables, hacking or roughening the surface of conrete or other material for better bondage with the masonry, raking out joints to specified depth for plastering or pointing, soaking of bricks or blocks before laying, building in hold-fasts or other such inserts, joining new masonry with old masonry (including cutting toothing and applying cement slurry), providing reinforced concrete band of specified thickness (normall 75mm thick) at specified levels, and no additional charges shall be paid for any of these items. | Exposed Wire-cut Brick Masonry | 1) Exposed masonry in wire-cut bricks of all shapes including curved walls and including various kinds of patterns and bonds such as soldier bonds etc. 2) Each panel shall be planned to ensure that the grooves are uniform throughout (both vertical as well as horizontal) and no half / broken bricks are used. 3) Each panel layout shall be approved by the Engineer-in-charge before proceeding with the work. 4)The rate shall include for cutting and planing each brick to the required size, inserting 8mm dia 200mm long steel bars at 300mm spacing at every tenth course, raking the joints in the masonry to 12mm or 15mm depth as required, and for protecting the masonry from falling cement and other stains, and for cleaning the bricks with water after the completion of the entire work. 5)The use of acid for cleaning is detrimental to the quality of the final finish and in case such cleaning with acid is required, an amount calculated at Rs. 5/- per square foot of surface area of exposed masonry shall be deducted from the Contractor's bills for the same and the work shall be carried out at his cost including supply of acid. Only dilute Hydrochloric acid shall be used in such case. | Two Side Composite 50 x 100 x 300 bricks | Both Side Composite 50 x 100 x 300 bricks | 345mm thick | 345mm thick | English Bond Sloping | English Bond Sloping |  |  |  |  | {"Masonry & Plaster":"1) The rates for all items below shall include for all leads and lifts upto 50m and for erection of scaffolding, ladders, platforms and staging required in the execution of the work. 2) The layout shall be marked as per the drawings, the first course completed and approved by authorised person before proceeding with the work. 3) The rates shall include for all tools and tackles required for the work, including cutting machines and their consumables, hacking or roughening the surface of conrete or other material for better bondage with the masonry, raking out joints to specified depth for plastering or pointing, soaking of bricks or blocks before laying, building in hold-fasts or other such inserts, joining new masonry with old masonry (including cutting toothing and applying cement slurry), providing reinforced concrete band of specified thickness (normall 75mm thick) at specified levels, and no additional charges shall be paid for any of these items. ","Exposed Wire-cut Brick Masonry":"1) Exposed masonry in wire-cut bricks of all shapes including curved walls and including various kinds of patterns and bonds such as soldier bonds etc. 2) Each panel shall be planned to ensure that the grooves are uniform throughout (both vertical as well as horizontal) and no half / broken bricks are used. 3) Each panel layout shall be approved by the Engineer-in-charge before proceeding with the work. 4)The rate shall include for cutting and planing each brick to the required size, inserting 8mm dia 200mm long steel bars at 300mm spacing at every tenth course, raking the joints in the masonry to 12mm or 15mm depth as required, and for protecting the masonry from falling cement and other stains, and for cleaning the bricks with water after the completion of the entire work. 5)The use of acid for cleaning is detrimental to the quality of the final finish and in case such cleaning with acid is required, an amount calculated at Rs. 5/- per square foot of surface area of exposed masonry shall be deducted from the Contractor's bills for the same and the work shall be carried out at his cost including supply of acid. Only dilute Hydrochloric acid shall be used in such case. ","Two Side Composite 50 x 100 x 300 bricks":"Both Side Composite 50 x 100 x 300 bricks","345mm thick ":"345mm thick","English Bond Sloping":"Flemish Bond Curved","":"","":""}
Masonry & Plaster | 1) The rates for all items below shall include for all leads and lifts upto 50m and for erection of scaffolding, ladders, platforms and staging required in the execution of the work. 2) The layout shall be marked as per the drawings, the first course completed and approved by authorised person before proceeding with the work. 3) The rates shall include for all tools and tackles required for the work, including cutting machines and their consumables, hacking or roughening the surface of conrete or other material for better bondage with the masonry, raking out joints to specified depth for plastering or pointing, soaking of bricks or blocks before laying, building in hold-fasts or other such inserts, joining new masonry with old masonry (including cutting toothing and applying cement slurry), providing reinforced concrete band of specified thickness (normall 75mm thick) at specified levels, and no additional charges shall be paid for any of these items. | Exposed Wire-cut Brick Masonry | 1) Exposed masonry in wire-cut bricks of all shapes including curved walls and including various kinds of patterns and bonds such as soldier bonds etc. 2) Each panel shall be planned to ensure that the grooves are uniform throughout (both vertical as well as horizontal) and no half / broken bricks are used. 3) Each panel layout shall be approved by the Engineer-in-charge before proceeding with the work. 4)The rate shall include for cutting and planing each brick to the required size, inserting 8mm dia 200mm long steel bars at 300mm spacing at every tenth course, raking the joints in the masonry to 12mm or 15mm depth as required, and for protecting the masonry from falling cement and other stains, and for cleaning the bricks with water after the completion of the entire work. 5)The use of acid for cleaning is detrimental to the quality of the final finish and in case such cleaning with acid is required, an amount calculated at Rs. 5/- per square foot of surface area of exposed masonry shall be deducted from the Contractor's bills for the same and the work shall be carried out at his cost including supply of acid. Only dilute Hydrochloric acid shall be used in such case. | Two Side Composite 50 x 100 x 300 bricks | Both Side Composite 50 x 100 x 300 bricks | 345mm thick | 345mm thick | English Bond Curved | English Bond Curved |  |  |  |  | {"Masonry & Plaster":"1) The rates for all items below shall include for all leads and lifts upto 50m and for erection of scaffolding, ladders, platforms and staging required in the execution of the work. 2) The layout shall be marked as per the drawings, the first course completed and approved by authorised person before proceeding with the work. 3) The rates shall include for all tools and tackles required for the work, including cutting machines and their consumables, hacking or roughening the surface of conrete or other material for better bondage with the masonry, raking out joints to specified depth for plastering or pointing, soaking of bricks or blocks before laying, building in hold-fasts or other such inserts, joining new masonry with old masonry (including cutting toothing and applying cement slurry), providing reinforced concrete band of specified thickness (normall 75mm thick) at specified levels, and no additional charges shall be paid for any of these items. ","Exposed Wire-cut Brick Masonry":"1) Exposed masonry in wire-cut bricks of all shapes including curved walls and including various kinds of patterns and bonds such as soldier bonds etc. 2) Each panel shall be planned to ensure that the grooves are uniform throughout (both vertical as well as horizontal) and no half / broken bricks are used. 3) Each panel layout shall be approved by the Engineer-in-charge before proceeding with the work. 4)The rate shall include for cutting and planing each brick to the required size, inserting 8mm dia 200mm long steel bars at 300mm spacing at every tenth course, raking the joints in the masonry to 12mm or 15mm depth as required, and for protecting the masonry from falling cement and other stains, and for cleaning the bricks with water after the completion of the entire work. 5)The use of acid for cleaning is detrimental to the quality of the final finish and in case such cleaning with acid is required, an amount calculated at Rs. 5/- per square foot of surface area of exposed masonry shall be deducted from the Contractor's bills for the same and the work shall be carried out at his cost including supply of acid. Only dilute Hydrochloric acid shall be used in such case. ","Two Side Composite 50 x 100 x 300 bricks":"Both Side Composite 50 x 100 x 300 bricks","345mm thick ":"345mm thick","English Bond Curved":"Stack Bond Flat","":"","":""}
Masonry & Plaster | 1) The rates for all items below shall include for all leads and lifts upto 50m and for erection of scaffolding, ladders, platforms and staging required in the execution of the work. 2) The layout shall be marked as per the drawings, the first course completed and approved by authorised person before proceeding with the work. 3) The rates shall include for all tools and tackles required for the work, including cutting machines and their consumables, hacking or roughening the surface of conrete or other material for better bondage with the masonry, raking out joints to specified depth for plastering or pointing, soaking of bricks or blocks before laying, building in hold-fasts or other such inserts, joining new masonry with old masonry (including cutting toothing and applying cement slurry), providing reinforced concrete band of specified thickness (normall 75mm thick) at specified levels, and no additional charges shall be paid for any of these items. | Exposed Wire-cut Brick Masonry | 1) Exposed masonry in wire-cut bricks of all shapes including curved walls and including various kinds of patterns and bonds such as soldier bonds etc. 2) Each panel shall be planned to ensure that the grooves are uniform throughout (both vertical as well as horizontal) and no half / broken bricks are used. 3) Each panel layout shall be approved by the Engineer-in-charge before proceeding with the work. 4)The rate shall include for cutting and planing each brick to the required size, inserting 8mm dia 200mm long steel bars at 300mm spacing at every tenth course, raking the joints in the masonry to 12mm or 15mm depth as required, and for protecting the masonry from falling cement and other stains, and for cleaning the bricks with water after the completion of the entire work. 5)The use of acid for cleaning is detrimental to the quality of the final finish and in case such cleaning with acid is required, an amount calculated at Rs. 5/- per square foot of surface area of exposed masonry shall be deducted from the Contractor's bills for the same and the work shall be carried out at his cost including supply of acid. Only dilute Hydrochloric acid shall be used in such case. | Two Side Composite 50 x 100 x 300 bricks | Both Side Composite 50 x 100 x 300 bricks | 345mm thick | 345mm thick | Flemish Bond Flat | Flemish Bond Flat |  |  |  |  | {"Masonry & Plaster":"1) The rates for all items below shall include for all leads and lifts upto 50m and for erection of scaffolding, ladders, platforms and staging required in the execution of the work. 2) The layout shall be marked as per the drawings, the first course completed and approved by authorised person before proceeding with the work. 3) The rates shall include for all tools and tackles required for the work, including cutting machines and their consumables, hacking or roughening the surface of conrete or other material for better bondage with the masonry, raking out joints to specified depth for plastering or pointing, soaking of bricks or blocks before laying, building in hold-fasts or other such inserts, joining new masonry with old masonry (including cutting toothing and applying cement slurry), providing reinforced concrete band of specified thickness (normall 75mm thick) at specified levels, and no additional charges shall be paid for any of these items. ","Exposed Wire-cut Brick Masonry":"1) Exposed masonry in wire-cut bricks of all shapes including curved walls and including various kinds of patterns and bonds such as soldier bonds etc. 2) Each panel shall be planned to ensure that the grooves are uniform throughout (both vertical as well as horizontal) and no half / broken bricks are used. 3) Each panel layout shall be approved by the Engineer-in-charge before proceeding with the work. 4)The rate shall include for cutting and planing each brick to the required size, inserting 8mm dia 200mm long steel bars at 300mm spacing at every tenth course, raking the joints in the masonry to 12mm or 15mm depth as required, and for protecting the masonry from falling cement and other stains, and for cleaning the bricks with water after the completion of the entire work. 5)The use of acid for cleaning is detrimental to the quality of the final finish and in case such cleaning with acid is required, an amount calculated at Rs. 5/- per square foot of surface area of exposed masonry shall be deducted from the Contractor's bills for the same and the work shall be carried out at his cost including supply of acid. Only dilute Hydrochloric acid shall be used in such case. ","Two Side Composite 50 x 100 x 300 bricks":"Both Side Composite 50 x 100 x 300 bricks","345mm thick ":"345mm thick","Flemish Bond Flat":"Stack Bond Sloping","":"","":""}
Masonry & Plaster | 1) The rates for all items below shall include for all leads and lifts upto 50m and for erection of scaffolding, ladders, platforms and staging required in the execution of the work. 2) The layout shall be marked as per the drawings, the first course completed and approved by authorised person before proceeding with the work. 3) The rates shall include for all tools and tackles required for the work, including cutting machines and their consumables, hacking or roughening the surface of conrete or other material for better bondage with the masonry, raking out joints to specified depth for plastering or pointing, soaking of bricks or blocks before laying, building in hold-fasts or other such inserts, joining new masonry with old masonry (including cutting toothing and applying cement slurry), providing reinforced concrete band of specified thickness (normall 75mm thick) at specified levels, and no additional charges shall be paid for any of these items. | Exposed Wire-cut Brick Masonry | 1) Exposed masonry in wire-cut bricks of all shapes including curved walls and including various kinds of patterns and bonds such as soldier bonds etc. 2) Each panel shall be planned to ensure that the grooves are uniform throughout (both vertical as well as horizontal) and no half / broken bricks are used. 3) Each panel layout shall be approved by the Engineer-in-charge before proceeding with the work. 4)The rate shall include for cutting and planing each brick to the required size, inserting 8mm dia 200mm long steel bars at 300mm spacing at every tenth course, raking the joints in the masonry to 12mm or 15mm depth as required, and for protecting the masonry from falling cement and other stains, and for cleaning the bricks with water after the completion of the entire work. 5)The use of acid for cleaning is detrimental to the quality of the final finish and in case such cleaning with acid is required, an amount calculated at Rs. 5/- per square foot of surface area of exposed masonry shall be deducted from the Contractor's bills for the same and the work shall be carried out at his cost including supply of acid. Only dilute Hydrochloric acid shall be used in such case. | Two Side Composite 50 x 100 x 300 bricks | Both Side Composite 50 x 100 x 300 bricks | 345mm thick | 345mm thick | Flemish Bond Sloping | Flemish Bond Sloping |  |  |  |  | {"Masonry & Plaster":"1) The rates for all items below shall include for all leads and lifts upto 50m and for erection of scaffolding, ladders, platforms and staging required in the execution of the work. 2) The layout shall be marked as per the drawings, the first course completed and approved by authorised person before proceeding with the work. 3) The rates shall include for all tools and tackles required for the work, including cutting machines and their consumables, hacking or roughening the surface of conrete or other material for better bondage with the masonry, raking out joints to specified depth for plastering or pointing, soaking of bricks or blocks before laying, building in hold-fasts or other such inserts, joining new masonry with old masonry (including cutting toothing and applying cement slurry), providing reinforced concrete band of specified thickness (normall 75mm thick) at specified levels, and no additional charges shall be paid for any of these items. ","Exposed Wire-cut Brick Masonry":"1) Exposed masonry in wire-cut bricks of all shapes including curved walls and including various kinds of patterns and bonds such as soldier bonds etc. 2) Each panel shall be planned to ensure that the grooves are uniform throughout (both vertical as well as horizontal) and no half / broken bricks are used. 3) Each panel layout shall be approved by the Engineer-in-charge before proceeding with the work. 4)The rate shall include for cutting and planing each brick to the required size, inserting 8mm dia 200mm long steel bars at 300mm spacing at every tenth course, raking the joints in the masonry to 12mm or 15mm depth as required, and for protecting the masonry from falling cement and other stains, and for cleaning the bricks with water after the completion of the entire work. 5)The use of acid for cleaning is detrimental to the quality of the final finish and in case such cleaning with acid is required, an amount calculated at Rs. 5/- per square foot of surface area of exposed masonry shall be deducted from the Contractor's bills for the same and the work shall be carried out at his cost including supply of acid. Only dilute Hydrochloric acid shall be used in such case. ","Two Side Composite 50 x 100 x 300 bricks":"Both Side Composite 50 x 100 x 300 bricks","345mm thick ":"345mm thick","Flemish Bond Sloping":"Stack Bond Curved","":"","":""}
Masonry & Plaster | 1) The rates for all items below shall include for all leads and lifts upto 50m and for erection of scaffolding, ladders, platforms and staging required in the execution of the work. 2) The layout shall be marked as per the drawings, the first course completed and approved by authorised person before proceeding with the work. 3) The rates shall include for all tools and tackles required for the work, including cutting machines and their consumables, hacking or roughening the surface of conrete or other material for better bondage with the masonry, raking out joints to specified depth for plastering or pointing, soaking of bricks or blocks before laying, building in hold-fasts or other such inserts, joining new masonry with old masonry (including cutting toothing and applying cement slurry), providing reinforced concrete band of specified thickness (normall 75mm thick) at specified levels, and no additional charges shall be paid for any of these items. | Exposed Wire-cut Brick Masonry | 1) Exposed masonry in wire-cut bricks of all shapes including curved walls and including various kinds of patterns and bonds such as soldier bonds etc. 2) Each panel shall be planned to ensure that the grooves are uniform throughout (both vertical as well as horizontal) and no half / broken bricks are used. 3) Each panel layout shall be approved by the Engineer-in-charge before proceeding with the work. 4)The rate shall include for cutting and planing each brick to the required size, inserting 8mm dia 200mm long steel bars at 300mm spacing at every tenth course, raking the joints in the masonry to 12mm or 15mm depth as required, and for protecting the masonry from falling cement and other stains, and for cleaning the bricks with water after the completion of the entire work. 5)The use of acid for cleaning is detrimental to the quality of the final finish and in case such cleaning with acid is required, an amount calculated at Rs. 5/- per square foot of surface area of exposed masonry shall be deducted from the Contractor's bills for the same and the work shall be carried out at his cost including supply of acid. Only dilute Hydrochloric acid shall be used in such case. | Two Side Composite 50 x 100 x 300 bricks | Both Side Composite 50 x 100 x 300 bricks | 345mm thick | 345mm thick | Flemish Bond Curved | Flemish Bond Curved |  |  |  |  | {"Masonry & Plaster":"1) The rates for all items below shall include for all leads and lifts upto 50m and for erection of scaffolding, ladders, platforms and staging required in the execution of the work. 2) The layout shall be marked as per the drawings, the first course completed and approved by authorised person before proceeding with the work. 3) The rates shall include for all tools and tackles required for the work, including cutting machines and their consumables, hacking or roughening the surface of conrete or other material for better bondage with the masonry, raking out joints to specified depth for plastering or pointing, soaking of bricks or blocks before laying, building in hold-fasts or other such inserts, joining new masonry with old masonry (including cutting toothing and applying cement slurry), providing reinforced concrete band of specified thickness (normall 75mm thick) at specified levels, and no additional charges shall be paid for any of these items. ","Exposed Wire-cut Brick Masonry":"1) Exposed masonry in wire-cut bricks of all shapes including curved walls and including various kinds of patterns and bonds such as soldier bonds etc. 2) Each panel shall be planned to ensure that the grooves are uniform throughout (both vertical as well as horizontal) and no half / broken bricks are used. 3) Each panel layout shall be approved by the Engineer-in-charge before proceeding with the work. 4)The rate shall include for cutting and planing each brick to the required size, inserting 8mm dia 200mm long steel bars at 300mm spacing at every tenth course, raking the joints in the masonry to 12mm or 15mm depth as required, and for protecting the masonry from falling cement and other stains, and for cleaning the bricks with water after the completion of the entire work. 5)The use of acid for cleaning is detrimental to the quality of the final finish and in case such cleaning with acid is required, an amount calculated at Rs. 5/- per square foot of surface area of exposed masonry shall be deducted from the Contractor's bills for the same and the work shall be carried out at his cost including supply of acid. Only dilute Hydrochloric acid shall be used in such case. ","Two Side Composite 50 x 100 x 300 bricks":"Both Side Composite 50 x 100 x 300 bricks","345mm thick ":"345mm thick","Flemish Bond Curved":"Vertical Bond","":"","":""}
Masonry & Plaster | 1) The rates for all items below shall include for all leads and lifts upto 50m and for erection of scaffolding, ladders, platforms and staging required in the execution of the work. 2) The layout shall be marked as per the drawings, the first course completed and approved by authorised person before proceeding with the work. 3) The rates shall include for all tools and tackles required for the work, including cutting machines and their consumables, hacking or roughening the surface of conrete or other material for better bondage with the masonry, raking out joints to specified depth for plastering or pointing, soaking of bricks or blocks before laying, building in hold-fasts or other such inserts, joining new masonry with old masonry (including cutting toothing and applying cement slurry), providing reinforced concrete band of specified thickness (normall 75mm thick) at specified levels, and no additional charges shall be paid for any of these items. | Exposed Wire-cut Brick Masonry | 1) Exposed masonry in wire-cut bricks of all shapes including curved walls and including various kinds of patterns and bonds such as soldier bonds etc. 2) Each panel shall be planned to ensure that the grooves are uniform throughout (both vertical as well as horizontal) and no half / broken bricks are used. 3) Each panel layout shall be approved by the Engineer-in-charge before proceeding with the work. 4)The rate shall include for cutting and planing each brick to the required size, inserting 8mm dia 200mm long steel bars at 300mm spacing at every tenth course, raking the joints in the masonry to 12mm or 15mm depth as required, and for protecting the masonry from falling cement and other stains, and for cleaning the bricks with water after the completion of the entire work. 5)The use of acid for cleaning is detrimental to the quality of the final finish and in case such cleaning with acid is required, an amount calculated at Rs. 5/- per square foot of surface area of exposed masonry shall be deducted from the Contractor's bills for the same and the work shall be carried out at his cost including supply of acid. Only dilute Hydrochloric acid shall be used in such case. | Two Side Composite 50 x 100 x 300 bricks | Both Side Composite 50 x 100 x 300 bricks | 345mm thick | 345mm thick | Stack Bond Flat | Stack Bond Flat
Masonry & Plaster | 1) The rates for all items below shall include for all leads and lifts upto 50m and for erection of scaffolding, ladders, platforms and staging required in the execution of the work. 2) The layout shall be marked as per the drawings, the first course completed and approved by authorised person before proceeding with the work. 3) The rates shall include for all tools and tackles required for the work, including cutting machines and their consumables, hacking or roughening the surface of conrete or other material for better bondage with the masonry, raking out joints to specified depth for plastering or pointing, soaking of bricks or blocks before laying, building in hold-fasts or other such inserts, joining new masonry with old masonry (including cutting toothing and applying cement slurry), providing reinforced concrete band of specified thickness (normall 75mm thick) at specified levels, and no additional charges shall be paid for any of these items. | Exposed Wire-cut Brick Masonry | 1) Exposed masonry in wire-cut bricks of all shapes including curved walls and including various kinds of patterns and bonds such as soldier bonds etc. 2) Each panel shall be planned to ensure that the grooves are uniform throughout (both vertical as well as horizontal) and no half / broken bricks are used. 3) Each panel layout shall be approved by the Engineer-in-charge before proceeding with the work. 4)The rate shall include for cutting and planing each brick to the required size, inserting 8mm dia 200mm long steel bars at 300mm spacing at every tenth course, raking the joints in the masonry to 12mm or 15mm depth as required, and for protecting the masonry from falling cement and other stains, and for cleaning the bricks with water after the completion of the entire work. 5)The use of acid for cleaning is detrimental to the quality of the final finish and in case such cleaning with acid is required, an amount calculated at Rs. 5/- per square foot of surface area of exposed masonry shall be deducted from the Contractor's bills for the same and the work shall be carried out at his cost including supply of acid. Only dilute Hydrochloric acid shall be used in such case. | Two Side Composite 50 x 100 x 300 bricks | Both Side Composite 50 x 100 x 300 bricks | 345mm thick | 345mm thick | Stack Bond Sloping | Stack Bond Sloping
Masonry & Plaster | 1) The rates for all items below shall include for all leads and lifts upto 50m and for erection of scaffolding, ladders, platforms and staging required in the execution of the work. 2) The layout shall be marked as per the drawings, the first course completed and approved by authorised person before proceeding with the work. 3) The rates shall include for all tools and tackles required for the work, including cutting machines and their consumables, hacking or roughening the surface of conrete or other material for better bondage with the masonry, raking out joints to specified depth for plastering or pointing, soaking of bricks or blocks before laying, building in hold-fasts or other such inserts, joining new masonry with old masonry (including cutting toothing and applying cement slurry), providing reinforced concrete band of specified thickness (normall 75mm thick) at specified levels, and no additional charges shall be paid for any of these items. | Exposed Wire-cut Brick Masonry | 1) Exposed masonry in wire-cut bricks of all shapes including curved walls and including various kinds of patterns and bonds such as soldier bonds etc. 2) Each panel shall be planned to ensure that the grooves are uniform throughout (both vertical as well as horizontal) and no half / broken bricks are used. 3) Each panel layout shall be approved by the Engineer-in-charge before proceeding with the work. 4)The rate shall include for cutting and planing each brick to the required size, inserting 8mm dia 200mm long steel bars at 300mm spacing at every tenth course, raking the joints in the masonry to 12mm or 15mm depth as required, and for protecting the masonry from falling cement and other stains, and for cleaning the bricks with water after the completion of the entire work. 5)The use of acid for cleaning is detrimental to the quality of the final finish and in case such cleaning with acid is required, an amount calculated at Rs. 5/- per square foot of surface area of exposed masonry shall be deducted from the Contractor's bills for the same and the work shall be carried out at his cost including supply of acid. Only dilute Hydrochloric acid shall be used in such case. | Two Side Composite 50 x 100 x 300 bricks | Both Side Composite 50 x 100 x 300 bricks | 345mm thick | 345mm thick | Stack Bond Curved | Stack Bond Curved
Masonry & Plaster | 1) The rates for all items below shall include for all leads and lifts upto 50m and for erection of scaffolding, ladders, platforms and staging required in the execution of the work. 2) The layout shall be marked as per the drawings, the first course completed and approved by authorised person before proceeding with the work. 3) The rates shall include for all tools and tackles required for the work, including cutting machines and their consumables, hacking or roughening the surface of conrete or other material for better bondage with the masonry, raking out joints to specified depth for plastering or pointing, soaking of bricks or blocks before laying, building in hold-fasts or other such inserts, joining new masonry with old masonry (including cutting toothing and applying cement slurry), providing reinforced concrete band of specified thickness (normall 75mm thick) at specified levels, and no additional charges shall be paid for any of these items. | Exposed Wire-cut Brick Masonry | 1) Exposed masonry in wire-cut bricks of all shapes including curved walls and including various kinds of patterns and bonds such as soldier bonds etc. 2) Each panel shall be planned to ensure that the grooves are uniform throughout (both vertical as well as horizontal) and no half / broken bricks are used. 3) Each panel layout shall be approved by the Engineer-in-charge before proceeding with the work. 4)The rate shall include for cutting and planing each brick to the required size, inserting 8mm dia 200mm long steel bars at 300mm spacing at every tenth course, raking the joints in the masonry to 12mm or 15mm depth as required, and for protecting the masonry from falling cement and other stains, and for cleaning the bricks with water after the completion of the entire work. 5)The use of acid for cleaning is detrimental to the quality of the final finish and in case such cleaning with acid is required, an amount calculated at Rs. 5/- per square foot of surface area of exposed masonry shall be deducted from the Contractor's bills for the same and the work shall be carried out at his cost including supply of acid. Only dilute Hydrochloric acid shall be used in such case. | Two Side Composite 50 x 100 x 300 bricks | Both Side Composite 50 x 100 x 300 bricks | 345mm thick | 345mm thick | Vertical Bond | Vertical Bond
Masonry & Plaster | 1) The rates for all items below shall include for all leads and lifts upto 50m and for erection of scaffolding, ladders, platforms and staging required in the execution of the work. 2) The layout shall be marked as per the drawings, the first course completed and approved by authorised person before proceeding with the work. 3) The rates shall include for all tools and tackles required for the work, including cutting machines and their consumables, hacking or roughening the surface of conrete or other material for better bondage with the masonry, raking out joints to specified depth for plastering or pointing, soaking of bricks or blocks before laying, building in hold-fasts or other such inserts, joining new masonry with old masonry (including cutting toothing and applying cement slurry), providing reinforced concrete band of specified thickness (normall 75mm thick) at specified levels, and no additional charges shall be paid for any of these items. | Exposed Wire-cut Brick Masonry | 1) Exposed masonry in wire-cut bricks of all shapes including curved walls and including various kinds of patterns and bonds such as soldier bonds etc. 2) Each panel shall be planned to ensure that the grooves are uniform throughout (both vertical as well as horizontal) and no half / broken bricks are used. 3) Each panel layout shall be approved by the Engineer-in-charge before proceeding with the work. 4)The rate shall include for cutting and planing each brick to the required size, inserting 8mm dia 200mm long steel bars at 300mm spacing at every tenth course, raking the joints in the masonry to 12mm or 15mm depth as required, and for protecting the masonry from falling cement and other stains, and for cleaning the bricks with water after the completion of the entire work. 5)The use of acid for cleaning is detrimental to the quality of the final finish and in case such cleaning with acid is required, an amount calculated at Rs. 5/- per square foot of surface area of exposed masonry shall be deducted from the Contractor's bills for the same and the work shall be carried out at his cost including supply of acid. Only dilute Hydrochloric acid shall be used in such case. | Two Side Composite 50 x 100 x 300 bricks | Both Side Composite 50 x 100 x 300 bricks | 345mm thick | 345mm thick | Soldier Bond | Soldier Bond
Masonry & Plaster | 1) The rates for all items below shall include for all leads and lifts upto 50m and for erection of scaffolding, ladders, platforms and staging required in the execution of the work. 2) The layout shall be marked as per the drawings, the first course completed and approved by authorised person before proceeding with the work. 3) The rates shall include for all tools and tackles required for the work, including cutting machines and their consumables, hacking or roughening the surface of conrete or other material for better bondage with the masonry, raking out joints to specified depth for plastering or pointing, soaking of bricks or blocks before laying, building in hold-fasts or other such inserts, joining new masonry with old masonry (including cutting toothing and applying cement slurry), providing reinforced concrete band of specified thickness (normall 75mm thick) at specified levels, and no additional charges shall be paid for any of these items. | Exposed Wire-cut Brick Masonry | 1) Exposed masonry in wire-cut bricks of all shapes including curved walls and including various kinds of patterns and bonds such as soldier bonds etc. 2) Each panel shall be planned to ensure that the grooves are uniform throughout (both vertical as well as horizontal) and no half / broken bricks are used. 3) Each panel layout shall be approved by the Engineer-in-charge before proceeding with the work. 4)The rate shall include for cutting and planing each brick to the required size, inserting 8mm dia 200mm long steel bars at 300mm spacing at every tenth course, raking the joints in the masonry to 12mm or 15mm depth as required, and for protecting the masonry from falling cement and other stains, and for cleaning the bricks with water after the completion of the entire work. 5)The use of acid for cleaning is detrimental to the quality of the final finish and in case such cleaning with acid is required, an amount calculated at Rs. 5/- per square foot of surface area of exposed masonry shall be deducted from the Contractor's bills for the same and the work shall be carried out at his cost including supply of acid. Only dilute Hydrochloric acid shall be used in such case. | Two Side Composite 50 x 100 x 300 bricks | Both Side Composite 50 x 100 x 300 bricks | 345mm thick | 345mm thick | Ruin Finish | Ruin Finish
Masonry & Plaster | 1) The rates for all items below shall include for all leads and lifts upto 50m and for erection of scaffolding, ladders, platforms and staging required in the execution of the work. 2) The layout shall be marked as per the drawings, the first course completed and approved by authorised person before proceeding with the work. 3) The rates shall include for all tools and tackles required for the work, including cutting machines and their consumables, hacking or roughening the surface of conrete or other material for better bondage with the masonry, raking out joints to specified depth for plastering or pointing, soaking of bricks or blocks before laying, building in hold-fasts or other such inserts, joining new masonry with old masonry (including cutting toothing and applying cement slurry), providing reinforced concrete band of specified thickness (normall 75mm thick) at specified levels, and no additional charges shall be paid for any of these items. | Stone Masonry | 1) All stone masonry shall be carried out with care and protection to the masonry from falling cement and other materials. 2) The use of acid for cleaning is detrimental to the quality of the final finish and in case such cleaning with acid is required, an amount calculated at Rs. 5/- per square foot of surface area of exposed masonry shall be deducted from the Contractor's bills for the same and the work shall be carried out at his cost including supply of acid. 3) Grooves shall always be maintained in a manner to be of uniform width and depth always. | Random Rubble Masonry CM 1:6 | Random Rubble Masonry
Masonry & Plaster | 1) The rates for all items below shall include for all leads and lifts upto 50m and for erection of scaffolding, ladders, platforms and staging required in the execution of the work. 2) The layout shall be marked as per the drawings, the first course completed and approved by authorised person before proceeding with the work. 3) The rates shall include for all tools and tackles required for the work, including cutting machines and their consumables, hacking or roughening the surface of conrete or other material for better bondage with the masonry, raking out joints to specified depth for plastering or pointing, soaking of bricks or blocks before laying, building in hold-fasts or other such inserts, joining new masonry with old masonry (including cutting toothing and applying cement slurry), providing reinforced concrete band of specified thickness (normall 75mm thick) at specified levels, and no additional charges shall be paid for any of these items. | Stone Masonry | 1) All stone masonry shall be carried out with care and protection to the masonry from falling cement and other materials. 2) The use of acid for cleaning is detrimental to the quality of the final finish and in case such cleaning with acid is required, an amount calculated at Rs. 5/- per square foot of surface area of exposed masonry shall be deducted from the Contractor's bills for the same and the work shall be carried out at his cost including supply of acid. 3) Grooves shall always be maintained in a manner to be of uniform width and depth always. | Size Stone Masonry | Laying size stone masonry in cement mortar 1:6 using through bond stones in every course spaced at 2m intervals including raking out the joints - all complete as directed. | Below Ground CM 1:6 | Below Ground CM 1:6
Masonry & Plaster | 1) The rates for all items below shall include for all leads and lifts upto 50m and for erection of scaffolding, ladders, platforms and staging required in the execution of the work. 2) The layout shall be marked as per the drawings, the first course completed and approved by authorised person before proceeding with the work. 3) The rates shall include for all tools and tackles required for the work, including cutting machines and their consumables, hacking or roughening the surface of conrete or other material for better bondage with the masonry, raking out joints to specified depth for plastering or pointing, soaking of bricks or blocks before laying, building in hold-fasts or other such inserts, joining new masonry with old masonry (including cutting toothing and applying cement slurry), providing reinforced concrete band of specified thickness (normall 75mm thick) at specified levels, and no additional charges shall be paid for any of these items. | Stone Masonry | 1) All stone masonry shall be carried out with care and protection to the masonry from falling cement and other materials. 2) The use of acid for cleaning is detrimental to the quality of the final finish and in case such cleaning with acid is required, an amount calculated at Rs. 5/- per square foot of surface area of exposed masonry shall be deducted from the Contractor's bills for the same and the work shall be carried out at his cost including supply of acid. 3) Grooves shall always be maintained in a manner to be of uniform width and depth always. | Size Stone Masonry | Laying size stone masonry in cement mortar 1:6 using through bond stones in every course spaced at 2m intervals including raking out the joints - all complete as directed. | Above Ground CM 1:6 | Above Ground CM 1:6
Masonry & Plaster | 1) The rates for all items below shall include for all leads and lifts upto 50m and for erection of scaffolding, ladders, platforms and staging required in the execution of the work. 2) The layout shall be marked as per the drawings, the first course completed and approved by authorised person before proceeding with the work. 3) The rates shall include for all tools and tackles required for the work, including cutting machines and their consumables, hacking or roughening the surface of conrete or other material for better bondage with the masonry, raking out joints to specified depth for plastering or pointing, soaking of bricks or blocks before laying, building in hold-fasts or other such inserts, joining new masonry with old masonry (including cutting toothing and applying cement slurry), providing reinforced concrete band of specified thickness (normall 75mm thick) at specified levels, and no additional charges shall be paid for any of these items. | Stone Masonry | 1) All stone masonry shall be carried out with care and protection to the masonry from falling cement and other materials. 2) The use of acid for cleaning is detrimental to the quality of the final finish and in case such cleaning with acid is required, an amount calculated at Rs. 5/- per square foot of surface area of exposed masonry shall be deducted from the Contractor's bills for the same and the work shall be carried out at his cost including supply of acid. 3) Grooves shall always be maintained in a manner to be of uniform width and depth always. | Dressed Horizontal Stone Masonry | 1) Dressing, cutting and laying stone masonry in cement mortar 1:6. 2) The average length of each stone shall be 3 feet in case of small panels and around 6 feet for larger panels. Under no circumstances shall any stone be less than 2 feet long unless specifically mentioned in the architectural drawings. 3) All the visible surfaces of the stone shall be provided with 3 line dressing and the edges shall be made straight. I 4) In a random manner, one stone in every third or fourth course shall be two inches deeper than the other stones and therefore project out from the rest of the masonry. 5) All grooves shall be 15mm deep and 15m wide. Vertical grooves shall be staggered similar to a stretcher bond in brick masonry and no two vertical grooves shall be directly above each other.Before proceeding, a sample shall be prepared of 4 feet height and 6 feet length and approved by the Architect.
Masonry & Plaster | 1) The rates for all items below shall include for all leads and lifts upto 50m and for erection of scaffolding, ladders, platforms and staging required in the execution of the work. 2) The layout shall be marked as per the drawings, the first course completed and approved by authorised person before proceeding with the work. 3) The rates shall include for all tools and tackles required for the work, including cutting machines and their consumables, hacking or roughening the surface of conrete or other material for better bondage with the masonry, raking out joints to specified depth for plastering or pointing, soaking of bricks or blocks before laying, building in hold-fasts or other such inserts, joining new masonry with old masonry (including cutting toothing and applying cement slurry), providing reinforced concrete band of specified thickness (normall 75mm thick) at specified levels, and no additional charges shall be paid for any of these items. | Stone Masonry | 1) All stone masonry shall be carried out with care and protection to the masonry from falling cement and other materials. 2) The use of acid for cleaning is detrimental to the quality of the final finish and in case such cleaning with acid is required, an amount calculated at Rs. 5/- per square foot of surface area of exposed masonry shall be deducted from the Contractor's bills for the same and the work shall be carried out at his cost including supply of acid. 3) Grooves shall always be maintained in a manner to be of uniform width and depth always. | Stone Coping | Dressing, cutting and placing on top of the masonry, large coping stones with the top tapered and provided with a groove for a drip mould on one or both sides as directed. | 1 side tapered | One side tapered
Masonry & Plaster | 1) The rates for all items below shall include for all leads and lifts upto 50m and for erection of scaffolding, ladders, platforms and staging required in the execution of the work. 2) The layout shall be marked as per the drawings, the first course completed and approved by authorised person before proceeding with the work. 3) The rates shall include for all tools and tackles required for the work, including cutting machines and their consumables, hacking or roughening the surface of conrete or other material for better bondage with the masonry, raking out joints to specified depth for plastering or pointing, soaking of bricks or blocks before laying, building in hold-fasts or other such inserts, joining new masonry with old masonry (including cutting toothing and applying cement slurry), providing reinforced concrete band of specified thickness (normall 75mm thick) at specified levels, and no additional charges shall be paid for any of these items. | Stone Masonry | 1) All stone masonry shall be carried out with care and protection to the masonry from falling cement and other materials. 2) The use of acid for cleaning is detrimental to the quality of the final finish and in case such cleaning with acid is required, an amount calculated at Rs. 5/- per square foot of surface area of exposed masonry shall be deducted from the Contractor's bills for the same and the work shall be carried out at his cost including supply of acid. 3) Grooves shall always be maintained in a manner to be of uniform width and depth always. | Stone Coping | Dressing, cutting and placing on top of the masonry, large coping stones with the top tapered and provided with a groove for a drip mould on one or both sides as directed. | 2 sides tapered | Tapered in two directions
Masonry & Plaster | 1) The rates for all items below shall include for all leads and lifts upto 50m and for erection of scaffolding, ladders, platforms and staging required in the execution of the work. 2) The layout shall be marked as per the drawings, the first course completed and approved by authorised person before proceeding with the work. 3) The rates shall include for all tools and tackles required for the work, including cutting machines and their consumables, hacking or roughening the surface of conrete or other material for better bondage with the masonry, raking out joints to specified depth for plastering or pointing, soaking of bricks or blocks before laying, building in hold-fasts or other such inserts, joining new masonry with old masonry (including cutting toothing and applying cement slurry), providing reinforced concrete band of specified thickness (normall 75mm thick) at specified levels, and no additional charges shall be paid for any of these items. | Stone Masonry | 1) All stone masonry shall be carried out with care and protection to the masonry from falling cement and other materials. 2) The use of acid for cleaning is detrimental to the quality of the final finish and in case such cleaning with acid is required, an amount calculated at Rs. 5/- per square foot of surface area of exposed masonry shall be deducted from the Contractor's bills for the same and the work shall be carried out at his cost including supply of acid. 3) Grooves shall always be maintained in a manner to be of uniform width and depth always. | Stone Coping | Dressing, cutting and placing on top of the masonry, large coping stones with the top tapered and provided with a groove for a drip mould on one or both sides as directed. | 4 sides tapered | Tapered in all four directions
Masonry & Plaster | 1) The rates for all items below shall include for all leads and lifts upto 50m and for erection of scaffolding, ladders, platforms and staging required in the execution of the work. 2) The layout shall be marked as per the drawings, the first course completed and approved by authorised person before proceeding with the work. 3) The rates shall include for all tools and tackles required for the work, including cutting machines and their consumables, hacking or roughening the surface of conrete or other material for better bondage with the masonry, raking out joints to specified depth for plastering or pointing, soaking of bricks or blocks before laying, building in hold-fasts or other such inserts, joining new masonry with old masonry (including cutting toothing and applying cement slurry), providing reinforced concrete band of specified thickness (normall 75mm thick) at specified levels, and no additional charges shall be paid for any of these items. | Fly Ash Masonry | Fly Ash Masonry | 230mm thick | 230mm thick
Masonry & Plaster | 1) The rates for all items below shall include for all leads and lifts upto 50m and for erection of scaffolding, ladders, platforms and staging required in the execution of the work. 2) The layout shall be marked as per the drawings, the first course completed and approved by authorised person before proceeding with the work. 3) The rates shall include for all tools and tackles required for the work, including cutting machines and their consumables, hacking or roughening the surface of conrete or other material for better bondage with the masonry, raking out joints to specified depth for plastering or pointing, soaking of bricks or blocks before laying, building in hold-fasts or other such inserts, joining new masonry with old masonry (including cutting toothing and applying cement slurry), providing reinforced concrete band of specified thickness (normall 75mm thick) at specified levels, and no additional charges shall be paid for any of these items. | Fly Ash Masonry | Fly Ash Masonry | 330mm thick | 330mm thick
Masonry & Plaster | 1) The rates for all items below shall include for all leads and lifts upto 50m and for erection of scaffolding, ladders, platforms and staging required in the execution of the work. 2) The layout shall be marked as per the drawings, the first course completed and approved by authorised person before proceeding with the work. 3) The rates shall include for all tools and tackles required for the work, including cutting machines and their consumables, hacking or roughening the surface of conrete or other material for better bondage with the masonry, raking out joints to specified depth for plastering or pointing, soaking of bricks or blocks before laying, building in hold-fasts or other such inserts, joining new masonry with old masonry (including cutting toothing and applying cement slurry), providing reinforced concrete band of specified thickness (normall 75mm thick) at specified levels, and no additional charges shall be paid for any of these items. | Fly Ash Masonry | Fly Ash Masonry | 380mm thick | 380mm thick
Masonry & Plaster | 1) The rates for all items below shall include for all leads and lifts upto 50m and for erection of scaffolding, ladders, platforms and staging required in the execution of the work. 2) The layout shall be marked as per the drawings, the first course completed and approved by authorised person before proceeding with the work. 3) The rates shall include for all tools and tackles required for the work, including cutting machines and their consumables, hacking or roughening the surface of conrete or other material for better bondage with the masonry, raking out joints to specified depth for plastering or pointing, soaking of bricks or blocks before laying, building in hold-fasts or other such inserts, joining new masonry with old masonry (including cutting toothing and applying cement slurry), providing reinforced concrete band of specified thickness (normall 75mm thick) at specified levels, and no additional charges shall be paid for any of these items. | Glass Block Masonry | Glass Block Masonry
Masonry & Plaster | 1) The rates for all items below shall include for all leads and lifts upto 50m and for erection of scaffolding, ladders, platforms and staging required in the execution of the work. 2) The layout shall be marked as per the drawings, the first course completed and approved by authorised person before proceeding with the work. 3) The rates shall include for all tools and tackles required for the work, including cutting machines and their consumables, hacking or roughening the surface of conrete or other material for better bondage with the masonry, raking out joints to specified depth for plastering or pointing, soaking of bricks or blocks before laying, building in hold-fasts or other such inserts, joining new masonry with old masonry (including cutting toothing and applying cement slurry), providing reinforced concrete band of specified thickness (normall 75mm thick) at specified levels, and no additional charges shall be paid for any of these items. | Plaster | The rates shall include for bull marking, preparing the concrete or other surface by hacking, raking, wetting etc., providing plaster grooves or fixing aluminium channels if so directed, between the masonry and other material, providing arises, drip moulds, grooves, chamfers of any width and depth, rounded angles, rounding off corners, fixing of chicken mesh over masonry and concrete joints and corner GI beadings, finishing of chasing and around switch boxes and skirting done by other agencies, scouring the surface of the plaster for key where the surface is not required to be finished fair, providing extra thickness of plaster over undulations etc. and washing the floors and glass surfaces and rendering the premises clean and dry. | Lime Rendered Smooth | Preparing the surface and plastering all internal RCC / Masonry surfaces, walls, etc., in cement mortar 1:6 , 19 mm thick , smooth finished to line and level with lime rendering (including hydrating the lime for 24 hours before starting the work) | 12mm thick | 12mm thick
Masonry & Plaster | 1) The rates for all items below shall include for all leads and lifts upto 50m and for erection of scaffolding, ladders, platforms and staging required in the execution of the work. 2) The layout shall be marked as per the drawings, the first course completed and approved by authorised person before proceeding with the work. 3) The rates shall include for all tools and tackles required for the work, including cutting machines and their consumables, hacking or roughening the surface of conrete or other material for better bondage with the masonry, raking out joints to specified depth for plastering or pointing, soaking of bricks or blocks before laying, building in hold-fasts or other such inserts, joining new masonry with old masonry (including cutting toothing and applying cement slurry), providing reinforced concrete band of specified thickness (normall 75mm thick) at specified levels, and no additional charges shall be paid for any of these items. | Plaster | The rates shall include for bull marking, preparing the concrete or other surface by hacking, raking, wetting etc., providing plaster grooves or fixing aluminium channels if so directed, between the masonry and other material, providing arises, drip moulds, grooves, chamfers of any width and depth, rounded angles, rounding off corners, fixing of chicken mesh over masonry and concrete joints and corner GI beadings, finishing of chasing and around switch boxes and skirting done by other agencies, scouring the surface of the plaster for key where the surface is not required to be finished fair, providing extra thickness of plaster over undulations etc. and washing the floors and glass surfaces and rendering the premises clean and dry. | Lime Rendered Smooth | Preparing the surface and plastering all internal RCC / Masonry surfaces, walls, etc., in cement mortar 1:6 , 19 mm thick , smooth finished to line and level with lime rendering (including hydrating the lime for 24 hours before starting the work) | 20mm thick | 20mm thick
Masonry & Plaster | 1) The rates for all items below shall include for all leads and lifts upto 50m and for erection of scaffolding, ladders, platforms and staging required in the execution of the work. 2) The layout shall be marked as per the drawings, the first course completed and approved by authorised person before proceeding with the work. 3) The rates shall include for all tools and tackles required for the work, including cutting machines and their consumables, hacking or roughening the surface of conrete or other material for better bondage with the masonry, raking out joints to specified depth for plastering or pointing, soaking of bricks or blocks before laying, building in hold-fasts or other such inserts, joining new masonry with old masonry (including cutting toothing and applying cement slurry), providing reinforced concrete band of specified thickness (normall 75mm thick) at specified levels, and no additional charges shall be paid for any of these items. | Plaster | The rates shall include for bull marking, preparing the concrete or other surface by hacking, raking, wetting etc., providing plaster grooves or fixing aluminium channels if so directed, between the masonry and other material, providing arises, drip moulds, grooves, chamfers of any width and depth, rounded angles, rounding off corners, fixing of chicken mesh over masonry and concrete joints and corner GI beadings, finishing of chasing and around switch boxes and skirting done by other agencies, scouring the surface of the plaster for key where the surface is not required to be finished fair, providing extra thickness of plaster over undulations etc. and washing the floors and glass surfaces and rendering the premises clean and dry. | Lime Rendered Smooth | Preparing the surface and plastering all internal RCC / Masonry surfaces, walls, etc., in cement mortar 1:6 , 19 mm thick , smooth finished to line and level with lime rendering (including hydrating the lime for 24 hours before starting the work) | 25mm thick | 25mm thick
Masonry & Plaster | 1) The rates for all items below shall include for all leads and lifts upto 50m and for erection of scaffolding, ladders, platforms and staging required in the execution of the work. 2) The layout shall be marked as per the drawings, the first course completed and approved by authorised person before proceeding with the work. 3) The rates shall include for all tools and tackles required for the work, including cutting machines and their consumables, hacking or roughening the surface of conrete or other material for better bondage with the masonry, raking out joints to specified depth for plastering or pointing, soaking of bricks or blocks before laying, building in hold-fasts or other such inserts, joining new masonry with old masonry (including cutting toothing and applying cement slurry), providing reinforced concrete band of specified thickness (normall 75mm thick) at specified levels, and no additional charges shall be paid for any of these items. | Plaster | The rates shall include for bull marking, preparing the concrete or other surface by hacking, raking, wetting etc., providing plaster grooves or fixing aluminium channels if so directed, between the masonry and other material, providing arises, drip moulds, grooves, chamfers of any width and depth, rounded angles, rounding off corners, fixing of chicken mesh over masonry and concrete joints and corner GI beadings, finishing of chasing and around switch boxes and skirting done by other agencies, scouring the surface of the plaster for key where the surface is not required to be finished fair, providing extra thickness of plaster over undulations etc. and washing the floors and glass surfaces and rendering the premises clean and dry. | Lime Rendered Smooth | Preparing the surface and plastering all internal RCC / Masonry surfaces, walls, etc., in cement mortar 1:6 , 19 mm thick , smooth finished to line and level with lime rendering (including hydrating the lime for 24 hours before starting the work) | 40mm thick | 40mm thick
Masonry & Plaster | 1) The rates for all items below shall include for all leads and lifts upto 50m and for erection of scaffolding, ladders, platforms and staging required in the execution of the work. 2) The layout shall be marked as per the drawings, the first course completed and approved by authorised person before proceeding with the work. 3) The rates shall include for all tools and tackles required for the work, including cutting machines and their consumables, hacking or roughening the surface of conrete or other material for better bondage with the masonry, raking out joints to specified depth for plastering or pointing, soaking of bricks or blocks before laying, building in hold-fasts or other such inserts, joining new masonry with old masonry (including cutting toothing and applying cement slurry), providing reinforced concrete band of specified thickness (normall 75mm thick) at specified levels, and no additional charges shall be paid for any of these items. | Plaster | The rates shall include for bull marking, preparing the concrete or other surface by hacking, raking, wetting etc., providing plaster grooves or fixing aluminium channels if so directed, between the masonry and other material, providing arises, drip moulds, grooves, chamfers of any width and depth, rounded angles, rounding off corners, fixing of chicken mesh over masonry and concrete joints and corner GI beadings, finishing of chasing and around switch boxes and skirting done by other agencies, scouring the surface of the plaster for key where the surface is not required to be finished fair, providing extra thickness of plaster over undulations etc. and washing the floors and glass surfaces and rendering the premises clean and dry. | Sponge Finish | Sponge Finish | 6mm thick | 6mm thick
Masonry & Plaster | 1) The rates for all items below shall include for all leads and lifts upto 50m and for erection of scaffolding, ladders, platforms and staging required in the execution of the work. 2) The layout shall be marked as per the drawings, the first course completed and approved by authorised person before proceeding with the work. 3) The rates shall include for all tools and tackles required for the work, including cutting machines and their consumables, hacking or roughening the surface of conrete or other material for better bondage with the masonry, raking out joints to specified depth for plastering or pointing, soaking of bricks or blocks before laying, building in hold-fasts or other such inserts, joining new masonry with old masonry (including cutting toothing and applying cement slurry), providing reinforced concrete band of specified thickness (normall 75mm thick) at specified levels, and no additional charges shall be paid for any of these items. | Plaster | The rates shall include for bull marking, preparing the concrete or other surface by hacking, raking, wetting etc., providing plaster grooves or fixing aluminium channels if so directed, between the masonry and other material, providing arises, drip moulds, grooves, chamfers of any width and depth, rounded angles, rounding off corners, fixing of chicken mesh over masonry and concrete joints and corner GI beadings, finishing of chasing and around switch boxes and skirting done by other agencies, scouring the surface of the plaster for key where the surface is not required to be finished fair, providing extra thickness of plaster over undulations etc. and washing the floors and glass surfaces and rendering the premises clean and dry. | Sponge Finish | Sponge Finish | 12mm thick | 12mm thick
Masonry & Plaster | 1) The rates for all items below shall include for all leads and lifts upto 50m and for erection of scaffolding, ladders, platforms and staging required in the execution of the work. 2) The layout shall be marked as per the drawings, the first course completed and approved by authorised person before proceeding with the work. 3) The rates shall include for all tools and tackles required for the work, including cutting machines and their consumables, hacking or roughening the surface of conrete or other material for better bondage with the masonry, raking out joints to specified depth for plastering or pointing, soaking of bricks or blocks before laying, building in hold-fasts or other such inserts, joining new masonry with old masonry (including cutting toothing and applying cement slurry), providing reinforced concrete band of specified thickness (normall 75mm thick) at specified levels, and no additional charges shall be paid for any of these items. | Plaster | The rates shall include for bull marking, preparing the concrete or other surface by hacking, raking, wetting etc., providing plaster grooves or fixing aluminium channels if so directed, between the masonry and other material, providing arises, drip moulds, grooves, chamfers of any width and depth, rounded angles, rounding off corners, fixing of chicken mesh over masonry and concrete joints and corner GI beadings, finishing of chasing and around switch boxes and skirting done by other agencies, scouring the surface of the plaster for key where the surface is not required to be finished fair, providing extra thickness of plaster over undulations etc. and washing the floors and glass surfaces and rendering the premises clean and dry. | Sponge Finish | Sponge Finish | 20mm thick | 20mm thick
Masonry & Plaster | 1) The rates for all items below shall include for all leads and lifts upto 50m and for erection of scaffolding, ladders, platforms and staging required in the execution of the work. 2) The layout shall be marked as per the drawings, the first course completed and approved by authorised person before proceeding with the work. 3) The rates shall include for all tools and tackles required for the work, including cutting machines and their consumables, hacking or roughening the surface of conrete or other material for better bondage with the masonry, raking out joints to specified depth for plastering or pointing, soaking of bricks or blocks before laying, building in hold-fasts or other such inserts, joining new masonry with old masonry (including cutting toothing and applying cement slurry), providing reinforced concrete band of specified thickness (normall 75mm thick) at specified levels, and no additional charges shall be paid for any of these items. | Plaster | The rates shall include for bull marking, preparing the concrete or other surface by hacking, raking, wetting etc., providing plaster grooves or fixing aluminium channels if so directed, between the masonry and other material, providing arises, drip moulds, grooves, chamfers of any width and depth, rounded angles, rounding off corners, fixing of chicken mesh over masonry and concrete joints and corner GI beadings, finishing of chasing and around switch boxes and skirting done by other agencies, scouring the surface of the plaster for key where the surface is not required to be finished fair, providing extra thickness of plaster over undulations etc. and washing the floors and glass surfaces and rendering the premises clean and dry. | Sponge Finish | Sponge Finish | 40mm thick | 40mm thick
Masonry & Plaster | 1) The rates for all items below shall include for all leads and lifts upto 50m and for erection of scaffolding, ladders, platforms and staging required in the execution of the work. 2) The layout shall be marked as per the drawings, the first course completed and approved by authorised person before proceeding with the work. 3) The rates shall include for all tools and tackles required for the work, including cutting machines and their consumables, hacking or roughening the surface of conrete or other material for better bondage with the masonry, raking out joints to specified depth for plastering or pointing, soaking of bricks or blocks before laying, building in hold-fasts or other such inserts, joining new masonry with old masonry (including cutting toothing and applying cement slurry), providing reinforced concrete band of specified thickness (normall 75mm thick) at specified levels, and no additional charges shall be paid for any of these items. | Plaster | The rates shall include for bull marking, preparing the concrete or other surface by hacking, raking, wetting etc., providing plaster grooves or fixing aluminium channels if so directed, between the masonry and other material, providing arises, drip moulds, grooves, chamfers of any width and depth, rounded angles, rounding off corners, fixing of chicken mesh over masonry and concrete joints and corner GI beadings, finishing of chasing and around switch boxes and skirting done by other agencies, scouring the surface of the plaster for key where the surface is not required to be finished fair, providing extra thickness of plaster over undulations etc. and washing the floors and glass surfaces and rendering the premises clean and dry. | Rough Finish | Applying rough plaster in cement mortar 1:6 to brick masonry and concrete surfaces and finishing to line and level and scouring the surface for future bonding | 8mm thick | 8mm thick
Masonry & Plaster | 1) The rates for all items below shall include for all leads and lifts upto 50m and for erection of scaffolding, ladders, platforms and staging required in the execution of the work. 2) The layout shall be marked as per the drawings, the first course completed and approved by authorised person before proceeding with the work. 3) The rates shall include for all tools and tackles required for the work, including cutting machines and their consumables, hacking or roughening the surface of conrete or other material for better bondage with the masonry, raking out joints to specified depth for plastering or pointing, soaking of bricks or blocks before laying, building in hold-fasts or other such inserts, joining new masonry with old masonry (including cutting toothing and applying cement slurry), providing reinforced concrete band of specified thickness (normall 75mm thick) at specified levels, and no additional charges shall be paid for any of these items. | Plaster | The rates shall include for bull marking, preparing the concrete or other surface by hacking, raking, wetting etc., providing plaster grooves or fixing aluminium channels if so directed, between the masonry and other material, providing arises, drip moulds, grooves, chamfers of any width and depth, rounded angles, rounding off corners, fixing of chicken mesh over masonry and concrete joints and corner GI beadings, finishing of chasing and around switch boxes and skirting done by other agencies, scouring the surface of the plaster for key where the surface is not required to be finished fair, providing extra thickness of plaster over undulations etc. and washing the floors and glass surfaces and rendering the premises clean and dry. | Rough Finish | Applying rough plaster in cement mortar 1:6 to brick masonry and concrete surfaces and finishing to line and level and scouring the surface for future bonding | 12mm thick | 12mm thick
Masonry & Plaster | 1) The rates for all items below shall include for all leads and lifts upto 50m and for erection of scaffolding, ladders, platforms and staging required in the execution of the work. 2) The layout shall be marked as per the drawings, the first course completed and approved by authorised person before proceeding with the work. 3) The rates shall include for all tools and tackles required for the work, including cutting machines and their consumables, hacking or roughening the surface of conrete or other material for better bondage with the masonry, raking out joints to specified depth for plastering or pointing, soaking of bricks or blocks before laying, building in hold-fasts or other such inserts, joining new masonry with old masonry (including cutting toothing and applying cement slurry), providing reinforced concrete band of specified thickness (normall 75mm thick) at specified levels, and no additional charges shall be paid for any of these items. | Plaster | The rates shall include for bull marking, preparing the concrete or other surface by hacking, raking, wetting etc., providing plaster grooves or fixing aluminium channels if so directed, between the masonry and other material, providing arises, drip moulds, grooves, chamfers of any width and depth, rounded angles, rounding off corners, fixing of chicken mesh over masonry and concrete joints and corner GI beadings, finishing of chasing and around switch boxes and skirting done by other agencies, scouring the surface of the plaster for key where the surface is not required to be finished fair, providing extra thickness of plaster over undulations etc. and washing the floors and glass surfaces and rendering the premises clean and dry. | Rough Finish | Applying rough plaster in cement mortar 1:6 to brick masonry and concrete surfaces and finishing to line and level and scouring the surface for future bonding | 20mm thick | 20mm thick
Masonry & Plaster | 1) The rates for all items below shall include for all leads and lifts upto 50m and for erection of scaffolding, ladders, platforms and staging required in the execution of the work. 2) The layout shall be marked as per the drawings, the first course completed and approved by authorised person before proceeding with the work. 3) The rates shall include for all tools and tackles required for the work, including cutting machines and their consumables, hacking or roughening the surface of conrete or other material for better bondage with the masonry, raking out joints to specified depth for plastering or pointing, soaking of bricks or blocks before laying, building in hold-fasts or other such inserts, joining new masonry with old masonry (including cutting toothing and applying cement slurry), providing reinforced concrete band of specified thickness (normall 75mm thick) at specified levels, and no additional charges shall be paid for any of these items. | Plaster | The rates shall include for bull marking, preparing the concrete or other surface by hacking, raking, wetting etc., providing plaster grooves or fixing aluminium channels if so directed, between the masonry and other material, providing arises, drip moulds, grooves, chamfers of any width and depth, rounded angles, rounding off corners, fixing of chicken mesh over masonry and concrete joints and corner GI beadings, finishing of chasing and around switch boxes and skirting done by other agencies, scouring the surface of the plaster for key where the surface is not required to be finished fair, providing extra thickness of plaster over undulations etc. and washing the floors and glass surfaces and rendering the premises clean and dry. | Rough Finish | Applying rough plaster in cement mortar 1:6 to brick masonry and concrete surfaces and finishing to line and level and scouring the surface for future bonding | 40mm thick | 40mm thick
Masonry & Plaster | 1) The rates for all items below shall include for all leads and lifts upto 50m and for erection of scaffolding, ladders, platforms and staging required in the execution of the work. 2) The layout shall be marked as per the drawings, the first course completed and approved by authorised person before proceeding with the work. 3) The rates shall include for all tools and tackles required for the work, including cutting machines and their consumables, hacking or roughening the surface of conrete or other material for better bondage with the masonry, raking out joints to specified depth for plastering or pointing, soaking of bricks or blocks before laying, building in hold-fasts or other such inserts, joining new masonry with old masonry (including cutting toothing and applying cement slurry), providing reinforced concrete band of specified thickness (normall 75mm thick) at specified levels, and no additional charges shall be paid for any of these items. | Plaster | The rates shall include for bull marking, preparing the concrete or other surface by hacking, raking, wetting etc., providing plaster grooves or fixing aluminium channels if so directed, between the masonry and other material, providing arises, drip moulds, grooves, chamfers of any width and depth, rounded angles, rounding off corners, fixing of chicken mesh over masonry and concrete joints and corner GI beadings, finishing of chasing and around switch boxes and skirting done by other agencies, scouring the surface of the plaster for key where the surface is not required to be finished fair, providing extra thickness of plaster over undulations etc. and washing the floors and glass surfaces and rendering the premises clean and dry. | Stucco | Stucco | 12mm thick | 12mm thick
Masonry & Plaster | 1) The rates for all items below shall include for all leads and lifts upto 50m and for erection of scaffolding, ladders, platforms and staging required in the execution of the work. 2) The layout shall be marked as per the drawings, the first course completed and approved by authorised person before proceeding with the work. 3) The rates shall include for all tools and tackles required for the work, including cutting machines and their consumables, hacking or roughening the surface of conrete or other material for better bondage with the masonry, raking out joints to specified depth for plastering or pointing, soaking of bricks or blocks before laying, building in hold-fasts or other such inserts, joining new masonry with old masonry (including cutting toothing and applying cement slurry), providing reinforced concrete band of specified thickness (normall 75mm thick) at specified levels, and no additional charges shall be paid for any of these items. | Plaster | The rates shall include for bull marking, preparing the concrete or other surface by hacking, raking, wetting etc., providing plaster grooves or fixing aluminium channels if so directed, between the masonry and other material, providing arises, drip moulds, grooves, chamfers of any width and depth, rounded angles, rounding off corners, fixing of chicken mesh over masonry and concrete joints and corner GI beadings, finishing of chasing and around switch boxes and skirting done by other agencies, scouring the surface of the plaster for key where the surface is not required to be finished fair, providing extra thickness of plaster over undulations etc. and washing the floors and glass surfaces and rendering the premises clean and dry. | Stucco | Stucco | 20mm thick | 20mm thick
Masonry & Plaster | 1) The rates for all items below shall include for all leads and lifts upto 50m and for erection of scaffolding, ladders, platforms and staging required in the execution of the work. 2) The layout shall be marked as per the drawings, the first course completed and approved by authorised person before proceeding with the work. 3) The rates shall include for all tools and tackles required for the work, including cutting machines and their consumables, hacking or roughening the surface of conrete or other material for better bondage with the masonry, raking out joints to specified depth for plastering or pointing, soaking of bricks or blocks before laying, building in hold-fasts or other such inserts, joining new masonry with old masonry (including cutting toothing and applying cement slurry), providing reinforced concrete band of specified thickness (normall 75mm thick) at specified levels, and no additional charges shall be paid for any of these items. | Plaster | The rates shall include for bull marking, preparing the concrete or other surface by hacking, raking, wetting etc., providing plaster grooves or fixing aluminium channels if so directed, between the masonry and other material, providing arises, drip moulds, grooves, chamfers of any width and depth, rounded angles, rounding off corners, fixing of chicken mesh over masonry and concrete joints and corner GI beadings, finishing of chasing and around switch boxes and skirting done by other agencies, scouring the surface of the plaster for key where the surface is not required to be finished fair, providing extra thickness of plaster over undulations etc. and washing the floors and glass surfaces and rendering the premises clean and dry. | Stucco | Stucco | 40mm thick | 40mm thick
Masonry & Plaster | 1) The rates for all items below shall include for all leads and lifts upto 50m and for erection of scaffolding, ladders, platforms and staging required in the execution of the work. 2) The layout shall be marked as per the drawings, the first course completed and approved by authorised person before proceeding with the work. 3) The rates shall include for all tools and tackles required for the work, including cutting machines and their consumables, hacking or roughening the surface of conrete or other material for better bondage with the masonry, raking out joints to specified depth for plastering or pointing, soaking of bricks or blocks before laying, building in hold-fasts or other such inserts, joining new masonry with old masonry (including cutting toothing and applying cement slurry), providing reinforced concrete band of specified thickness (normall 75mm thick) at specified levels, and no additional charges shall be paid for any of these items. | Plaster | The rates shall include for bull marking, preparing the concrete or other surface by hacking, raking, wetting etc., providing plaster grooves or fixing aluminium channels if so directed, between the masonry and other material, providing arises, drip moulds, grooves, chamfers of any width and depth, rounded angles, rounding off corners, fixing of chicken mesh over masonry and concrete joints and corner GI beadings, finishing of chasing and around switch boxes and skirting done by other agencies, scouring the surface of the plaster for key where the surface is not required to be finished fair, providing extra thickness of plaster over undulations etc. and washing the floors and glass surfaces and rendering the premises clean and dry. | Lath | Lath Plaster | 12mm thick | 12mm thick
Masonry & Plaster | 1) The rates for all items below shall include for all leads and lifts upto 50m and for erection of scaffolding, ladders, platforms and staging required in the execution of the work. 2) The layout shall be marked as per the drawings, the first course completed and approved by authorised person before proceeding with the work. 3) The rates shall include for all tools and tackles required for the work, including cutting machines and their consumables, hacking or roughening the surface of conrete or other material for better bondage with the masonry, raking out joints to specified depth for plastering or pointing, soaking of bricks or blocks before laying, building in hold-fasts or other such inserts, joining new masonry with old masonry (including cutting toothing and applying cement slurry), providing reinforced concrete band of specified thickness (normall 75mm thick) at specified levels, and no additional charges shall be paid for any of these items. | Plaster | The rates shall include for bull marking, preparing the concrete or other surface by hacking, raking, wetting etc., providing plaster grooves or fixing aluminium channels if so directed, between the masonry and other material, providing arises, drip moulds, grooves, chamfers of any width and depth, rounded angles, rounding off corners, fixing of chicken mesh over masonry and concrete joints and corner GI beadings, finishing of chasing and around switch boxes and skirting done by other agencies, scouring the surface of the plaster for key where the surface is not required to be finished fair, providing extra thickness of plaster over undulations etc. and washing the floors and glass surfaces and rendering the premises clean and dry. | Lath | Lath Plaster | 20mm thick | 20mm thick
Masonry & Plaster | 1) The rates for all items below shall include for all leads and lifts upto 50m and for erection of scaffolding, ladders, platforms and staging required in the execution of the work. 2) The layout shall be marked as per the drawings, the first course completed and approved by authorised person before proceeding with the work. 3) The rates shall include for all tools and tackles required for the work, including cutting machines and their consumables, hacking or roughening the surface of conrete or other material for better bondage with the masonry, raking out joints to specified depth for plastering or pointing, soaking of bricks or blocks before laying, building in hold-fasts or other such inserts, joining new masonry with old masonry (including cutting toothing and applying cement slurry), providing reinforced concrete band of specified thickness (normall 75mm thick) at specified levels, and no additional charges shall be paid for any of these items. | Plaster | The rates shall include for bull marking, preparing the concrete or other surface by hacking, raking, wetting etc., providing plaster grooves or fixing aluminium channels if so directed, between the masonry and other material, providing arises, drip moulds, grooves, chamfers of any width and depth, rounded angles, rounding off corners, fixing of chicken mesh over masonry and concrete joints and corner GI beadings, finishing of chasing and around switch boxes and skirting done by other agencies, scouring the surface of the plaster for key where the surface is not required to be finished fair, providing extra thickness of plaster over undulations etc. and washing the floors and glass surfaces and rendering the premises clean and dry. | Lath | Lath Plaster | 40mm thick | 40mm thick
Masonry & Plaster | 1) The rates for all items below shall include for all leads and lifts upto 50m and for erection of scaffolding, ladders, platforms and staging required in the execution of the work. 2) The layout shall be marked as per the drawings, the first course completed and approved by authorised person before proceeding with the work. 3) The rates shall include for all tools and tackles required for the work, including cutting machines and their consumables, hacking or roughening the surface of conrete or other material for better bondage with the masonry, raking out joints to specified depth for plastering or pointing, soaking of bricks or blocks before laying, building in hold-fasts or other such inserts, joining new masonry with old masonry (including cutting toothing and applying cement slurry), providing reinforced concrete band of specified thickness (normall 75mm thick) at specified levels, and no additional charges shall be paid for any of these items. | Plaster | The rates shall include for bull marking, preparing the concrete or other surface by hacking, raking, wetting etc., providing plaster grooves or fixing aluminium channels if so directed, between the masonry and other material, providing arises, drip moulds, grooves, chamfers of any width and depth, rounded angles, rounding off corners, fixing of chicken mesh over masonry and concrete joints and corner GI beadings, finishing of chasing and around switch boxes and skirting done by other agencies, scouring the surface of the plaster for key where the surface is not required to be finished fair, providing extra thickness of plaster over undulations etc. and washing the floors and glass surfaces and rendering the premises clean and dry. | Lath | Lath Plaster | 60mm thick | 60mm thick
Masonry & Plaster | 1) The rates for all items below shall include for all leads and lifts upto 50m and for erection of scaffolding, ladders, platforms and staging required in the execution of the work. 2) The layout shall be marked as per the drawings, the first course completed and approved by authorised person before proceeding with the work. 3) The rates shall include for all tools and tackles required for the work, including cutting machines and their consumables, hacking or roughening the surface of conrete or other material for better bondage with the masonry, raking out joints to specified depth for plastering or pointing, soaking of bricks or blocks before laying, building in hold-fasts or other such inserts, joining new masonry with old masonry (including cutting toothing and applying cement slurry), providing reinforced concrete band of specified thickness (normall 75mm thick) at specified levels, and no additional charges shall be paid for any of these items. | Plaster | The rates shall include for bull marking, preparing the concrete or other surface by hacking, raking, wetting etc., providing plaster grooves or fixing aluminium channels if so directed, between the masonry and other material, providing arises, drip moulds, grooves, chamfers of any width and depth, rounded angles, rounding off corners, fixing of chicken mesh over masonry and concrete joints and corner GI beadings, finishing of chasing and around switch boxes and skirting done by other agencies, scouring the surface of the plaster for key where the surface is not required to be finished fair, providing extra thickness of plaster over undulations etc. and washing the floors and glass surfaces and rendering the premises clean and dry. | Ceiling | Ceiling | 12mm thick | 12mm thick
Masonry & Plaster | 1) The rates for all items below shall include for all leads and lifts upto 50m and for erection of scaffolding, ladders, platforms and staging required in the execution of the work. 2) The layout shall be marked as per the drawings, the first course completed and approved by authorised person before proceeding with the work. 3) The rates shall include for all tools and tackles required for the work, including cutting machines and their consumables, hacking or roughening the surface of conrete or other material for better bondage with the masonry, raking out joints to specified depth for plastering or pointing, soaking of bricks or blocks before laying, building in hold-fasts or other such inserts, joining new masonry with old masonry (including cutting toothing and applying cement slurry), providing reinforced concrete band of specified thickness (normall 75mm thick) at specified levels, and no additional charges shall be paid for any of these items. | Plaster | The rates shall include for bull marking, preparing the concrete or other surface by hacking, raking, wetting etc., providing plaster grooves or fixing aluminium channels if so directed, between the masonry and other material, providing arises, drip moulds, grooves, chamfers of any width and depth, rounded angles, rounding off corners, fixing of chicken mesh over masonry and concrete joints and corner GI beadings, finishing of chasing and around switch boxes and skirting done by other agencies, scouring the surface of the plaster for key where the surface is not required to be finished fair, providing extra thickness of plaster over undulations etc. and washing the floors and glass surfaces and rendering the premises clean and dry. | Ceiling | Ceiling | 20mm thick | 20mm thick
Masonry & Plaster | 1) The rates for all items below shall include for all leads and lifts upto 50m and for erection of scaffolding, ladders, platforms and staging required in the execution of the work. 2) The layout shall be marked as per the drawings, the first course completed and approved by authorised person before proceeding with the work. 3) The rates shall include for all tools and tackles required for the work, including cutting machines and their consumables, hacking or roughening the surface of conrete or other material for better bondage with the masonry, raking out joints to specified depth for plastering or pointing, soaking of bricks or blocks before laying, building in hold-fasts or other such inserts, joining new masonry with old masonry (including cutting toothing and applying cement slurry), providing reinforced concrete band of specified thickness (normall 75mm thick) at specified levels, and no additional charges shall be paid for any of these items. | Pointing | Applying water proof deepset pointing in cement mortar 1:3 to the width and depth as specified in the architectural drawings. The rates shall include for raking the joints where required, protecting the masonry and cleaning up immediately (within 15 minutes) in case cement mortar falls on the exposed masonry. | Wire-cut Brick Masonry | Wire-cut Brick Masonry | 50mm | 50 mm
Masonry & Plaster | 1) The rates for all items below shall include for all leads and lifts upto 50m and for erection of scaffolding, ladders, platforms and staging required in the execution of the work. 2) The layout shall be marked as per the drawings, the first course completed and approved by authorised person before proceeding with the work. 3) The rates shall include for all tools and tackles required for the work, including cutting machines and their consumables, hacking or roughening the surface of conrete or other material for better bondage with the masonry, raking out joints to specified depth for plastering or pointing, soaking of bricks or blocks before laying, building in hold-fasts or other such inserts, joining new masonry with old masonry (including cutting toothing and applying cement slurry), providing reinforced concrete band of specified thickness (normall 75mm thick) at specified levels, and no additional charges shall be paid for any of these items. | Pointing | Applying water proof deepset pointing in cement mortar 1:3 to the width and depth as specified in the architectural drawings. The rates shall include for raking the joints where required, protecting the masonry and cleaning up immediately (within 15 minutes) in case cement mortar falls on the exposed masonry. | Size Stone Masonry | Size Stone Masonry | Flush pointing | Flush Pointing
Masonry & Plaster | 1) The rates for all items below shall include for all leads and lifts upto 50m and for erection of scaffolding, ladders, platforms and staging required in the execution of the work. 2) The layout shall be marked as per the drawings, the first course completed and approved by authorised person before proceeding with the work. 3) The rates shall include for all tools and tackles required for the work, including cutting machines and their consumables, hacking or roughening the surface of conrete or other material for better bondage with the masonry, raking out joints to specified depth for plastering or pointing, soaking of bricks or blocks before laying, building in hold-fasts or other such inserts, joining new masonry with old masonry (including cutting toothing and applying cement slurry), providing reinforced concrete band of specified thickness (normall 75mm thick) at specified levels, and no additional charges shall be paid for any of these items. | Pointing | Applying water proof deepset pointing in cement mortar 1:3 to the width and depth as specified in the architectural drawings. The rates shall include for raking the joints where required, protecting the masonry and cleaning up immediately (within 15 minutes) in case cement mortar falls on the exposed masonry. | Size Stone Masonry | Size Stone Masonry | Deep-set Pointing | Deep-set Pointing | Rough Masonry
Masonry & Plaster | 1) The rates for all items below shall include for all leads and lifts upto 50m and for erection of scaffolding, ladders, platforms and staging required in the execution of the work. 2) The layout shall be marked as per the drawings, the first course completed and approved by authorised person before proceeding with the work. 3) The rates shall include for all tools and tackles required for the work, including cutting machines and their consumables, hacking or roughening the surface of conrete or other material for better bondage with the masonry, raking out joints to specified depth for plastering or pointing, soaking of bricks or blocks before laying, building in hold-fasts or other such inserts, joining new masonry with old masonry (including cutting toothing and applying cement slurry), providing reinforced concrete band of specified thickness (normall 75mm thick) at specified levels, and no additional charges shall be paid for any of these items. | Pointing | Applying water proof deepset pointing in cement mortar 1:3 to the width and depth as specified in the architectural drawings. The rates shall include for raking the joints where required, protecting the masonry and cleaning up immediately (within 15 minutes) in case cement mortar falls on the exposed masonry. | Size Stone Masonry | Size Stone Masonry | Deep-set Pointing | Deep-set Pointing | Dressed Masonry
Masonry & Plaster | 1) The rates for all items below shall include for all leads and lifts upto 50m and for erection of scaffolding, ladders, platforms and staging required in the execution of the work. 2) The layout shall be marked as per the drawings, the first course completed and approved by authorised person before proceeding with the work. 3) The rates shall include for all tools and tackles required for the work, including cutting machines and their consumables, hacking or roughening the surface of conrete or other material for better bondage with the masonry, raking out joints to specified depth for plastering or pointing, soaking of bricks or blocks before laying, building in hold-fasts or other such inserts, joining new masonry with old masonry (including cutting toothing and applying cement slurry), providing reinforced concrete band of specified thickness (normall 75mm thick) at specified levels, and no additional charges shall be paid for any of these items. | Pointing | Applying water proof deepset pointing in cement mortar 1:3 to the width and depth as specified in the architectural drawings. The rates shall include for raking the joints where required, protecting the masonry and cleaning up immediately (within 15 minutes) in case cement mortar falls on the exposed masonry. | Dressed Horizontal Stone Masonry | Dressed Horizontal Stone Masonry
Masonry & Plaster | 1) The rates for all items below shall include for all leads and lifts upto 50m and for erection of scaffolding, ladders, platforms and staging required in the execution of the work. 2) The layout shall be marked as per the drawings, the first course completed and approved by authorised person before proceeding with the work. 3) The rates shall include for all tools and tackles required for the work, including cutting machines and their consumables, hacking or roughening the surface of conrete or other material for better bondage with the masonry, raking out joints to specified depth for plastering or pointing, soaking of bricks or blocks before laying, building in hold-fasts or other such inserts, joining new masonry with old masonry (including cutting toothing and applying cement slurry), providing reinforced concrete band of specified thickness (normall 75mm thick) at specified levels, and no additional charges shall be paid for any of these items. | Coping | Coping | Coping in Plaster | Coping in Plaster | 1 side tapered | 1 side tapered
Masonry & Plaster | 1) The rates for all items below shall include for all leads and lifts upto 50m and for erection of scaffolding, ladders, platforms and staging required in the execution of the work. 2) The layout shall be marked as per the drawings, the first course completed and approved by authorised person before proceeding with the work. 3) The rates shall include for all tools and tackles required for the work, including cutting machines and their consumables, hacking or roughening the surface of conrete or other material for better bondage with the masonry, raking out joints to specified depth for plastering or pointing, soaking of bricks or blocks before laying, building in hold-fasts or other such inserts, joining new masonry with old masonry (including cutting toothing and applying cement slurry), providing reinforced concrete band of specified thickness (normall 75mm thick) at specified levels, and no additional charges shall be paid for any of these items. | Coping | Coping | Coping in Plaster | Coping in Plaster | 2 sides tapered | 2 sides tapered
Masonry & Plaster | 1) The rates for all items below shall include for all leads and lifts upto 50m and for erection of scaffolding, ladders, platforms and staging required in the execution of the work. 2) The layout shall be marked as per the drawings, the first course completed and approved by authorised person before proceeding with the work. 3) The rates shall include for all tools and tackles required for the work, including cutting machines and their consumables, hacking or roughening the surface of conrete or other material for better bondage with the masonry, raking out joints to specified depth for plastering or pointing, soaking of bricks or blocks before laying, building in hold-fasts or other such inserts, joining new masonry with old masonry (including cutting toothing and applying cement slurry), providing reinforced concrete band of specified thickness (normall 75mm thick) at specified levels, and no additional charges shall be paid for any of these items. | Coping | Coping | Coping in Plaster | Coping in Plaster | 4 sides tapered | 4 sides tapered
Masonry & Plaster | 1) The rates for all items below shall include for all leads and lifts upto 50m and for erection of scaffolding, ladders, platforms and staging required in the execution of the work. 2) The layout shall be marked as per the drawings, the first course completed and approved by authorised person before proceeding with the work. 3) The rates shall include for all tools and tackles required for the work, including cutting machines and their consumables, hacking or roughening the surface of conrete or other material for better bondage with the masonry, raking out joints to specified depth for plastering or pointing, soaking of bricks or blocks before laying, building in hold-fasts or other such inserts, joining new masonry with old masonry (including cutting toothing and applying cement slurry), providing reinforced concrete band of specified thickness (normall 75mm thick) at specified levels, and no additional charges shall be paid for any of these items. | Coping | Coping | Coping in Concrete | Coping in Concrete | 1 side tapered | 1 side tapered
Masonry & Plaster | 1) The rates for all items below shall include for all leads and lifts upto 50m and for erection of scaffolding, ladders, platforms and staging required in the execution of the work. 2) The layout shall be marked as per the drawings, the first course completed and approved by authorised person before proceeding with the work. 3) The rates shall include for all tools and tackles required for the work, including cutting machines and their consumables, hacking or roughening the surface of conrete or other material for better bondage with the masonry, raking out joints to specified depth for plastering or pointing, soaking of bricks or blocks before laying, building in hold-fasts or other such inserts, joining new masonry with old masonry (including cutting toothing and applying cement slurry), providing reinforced concrete band of specified thickness (normall 75mm thick) at specified levels, and no additional charges shall be paid for any of these items. | Coping | Coping | Coping in Concrete | Coping in Concrete | 2 sides tapered | 2 sides tapered
Masonry & Plaster | 1) The rates for all items below shall include for all leads and lifts upto 50m and for erection of scaffolding, ladders, platforms and staging required in the execution of the work. 2) The layout shall be marked as per the drawings, the first course completed and approved by authorised person before proceeding with the work. 3) The rates shall include for all tools and tackles required for the work, including cutting machines and their consumables, hacking or roughening the surface of conrete or other material for better bondage with the masonry, raking out joints to specified depth for plastering or pointing, soaking of bricks or blocks before laying, building in hold-fasts or other such inserts, joining new masonry with old masonry (including cutting toothing and applying cement slurry), providing reinforced concrete band of specified thickness (normall 75mm thick) at specified levels, and no additional charges shall be paid for any of these items. | Coping | Coping | Coping in Concrete | Coping in Concrete | 4 sides tapered | 4 sides tapered
Masonry & Plaster | 1) The rates for all items below shall include for all leads and lifts upto 50m and for erection of scaffolding, ladders, platforms and staging required in the execution of the work. 2) The layout shall be marked as per the drawings, the first course completed and approved by authorised person before proceeding with the work. 3) The rates shall include for all tools and tackles required for the work, including cutting machines and their consumables, hacking or roughening the surface of conrete or other material for better bondage with the masonry, raking out joints to specified depth for plastering or pointing, soaking of bricks or blocks before laying, building in hold-fasts or other such inserts, joining new masonry with old masonry (including cutting toothing and applying cement slurry), providing reinforced concrete band of specified thickness (normall 75mm thick) at specified levels, and no additional charges shall be paid for any of these items. | Scaffolding | Scaffolding | Erection | Erection
Masonry & Plaster | 1) The rates for all items below shall include for all leads and lifts upto 50m and for erection of scaffolding, ladders, platforms and staging required in the execution of the work. 2) The layout shall be marked as per the drawings, the first course completed and approved by authorised person before proceeding with the work. 3) The rates shall include for all tools and tackles required for the work, including cutting machines and their consumables, hacking or roughening the surface of conrete or other material for better bondage with the masonry, raking out joints to specified depth for plastering or pointing, soaking of bricks or blocks before laying, building in hold-fasts or other such inserts, joining new masonry with old masonry (including cutting toothing and applying cement slurry), providing reinforced concrete band of specified thickness (normall 75mm thick) at specified levels, and no additional charges shall be paid for any of these items. | Scaffolding | Scaffolding | Dismantling | Dismantling
Masonry & Plaster | 1) The rates for all items below shall include for all leads and lifts upto 50m and for erection of scaffolding, ladders, platforms and staging required in the execution of the work. 2) The layout shall be marked as per the drawings, the first course completed and approved by authorised person before proceeding with the work. 3) The rates shall include for all tools and tackles required for the work, including cutting machines and their consumables, hacking or roughening the surface of conrete or other material for better bondage with the masonry, raking out joints to specified depth for plastering or pointing, soaking of bricks or blocks before laying, building in hold-fasts or other such inserts, joining new masonry with old masonry (including cutting toothing and applying cement slurry), providing reinforced concrete band of specified thickness (normall 75mm thick) at specified levels, and no additional charges shall be paid for any of these items. | Plaster Mesh Fixing | Plaster Mesh Fixing
Masonry & Plaster | 1) The rates for all items below shall include for all leads and lifts upto 50m and for erection of scaffolding, ladders, platforms and staging required in the execution of the work. 2) The layout shall be marked as per the drawings, the first course completed and approved by authorised person before proceeding with the work. 3) The rates shall include for all tools and tackles required for the work, including cutting machines and their consumables, hacking or roughening the surface of conrete or other material for better bondage with the masonry, raking out joints to specified depth for plastering or pointing, soaking of bricks or blocks before laying, building in hold-fasts or other such inserts, joining new masonry with old masonry (including cutting toothing and applying cement slurry), providing reinforced concrete band of specified thickness (normall 75mm thick) at specified levels, and no additional charges shall be paid for any of these items. | GI Corner Bead Fixing | GI Corner Bead Fixing
Masonry & Plaster | 1) The rates for all items below shall include for all leads and lifts upto 50m and for erection of scaffolding, ladders, platforms and staging required in the execution of the work. 2) The layout shall be marked as per the drawings, the first course completed and approved by authorised person before proceeding with the work. 3) The rates shall include for all tools and tackles required for the work, including cutting machines and their consumables, hacking or roughening the surface of conrete or other material for better bondage with the masonry, raking out joints to specified depth for plastering or pointing, soaking of bricks or blocks before laying, building in hold-fasts or other such inserts, joining new masonry with old masonry (including cutting toothing and applying cement slurry), providing reinforced concrete band of specified thickness (normall 75mm thick) at specified levels, and no additional charges shall be paid for any of these items. | Aluminum Channel Fixing | Aluminum Channel Fixing

## Rate Master
Service Code | Type of Purchase (Import/Domestic Inter-state/ Domestic Intra-state) | Currency Type | Control Base Rate (per UoM) | Location ID will be City wise | Coefficients |  | Landed Rate (in Base Currency) (per UoM)
[5 empty] | Location Variance | Market Fluctuation
SMP000001 | Domestic Intra-state | INR | 129 | Bangalore | 5 | 10
SMP000001 | Domestic Intra-state | INR | 129 | Hyderbad | 5 | 10
SMP000001 | Domestic Intra-state | INR | 129 | Pune | 5 | 10
SMP000001 | Domestic Intra-state | USD | 100 | Bangalore | 5 | 10
Note : Assumptions
Currency Conversion factor
USD to INR | 70
Exchange Rate fluctuation | 5 | %